## hqpp_asset
ASSETNUM | DESCRIPTION | LOCATION | ASSETTYPE | ITEMNUM | SERIALNUM | XMODELTYPE | XEMATERIAL
DR-PAC-6000-O2-3 | Dräger PAC 6000 O2, no. 3 | N/A | TOOL |  | ARPL-4285
DR-PAC-8000-CL2-2 | Dräger PAC 8000 CL2, no. 2 | N/A | TOOL |  | ARPL-0245
DR-X-AM-5000-1 | Dräger X-am 5000, Multi-1 | N/A | TOOL |  | ARPL-0550
00GBC59CH003QB | Chlorine sensor | 00GBC59CH003 | TOOL
DR-X-AM-5000-2 | Dräger X-am 5000, Multi-2 | N/A | TOOL |  | APRL-0548
DR-X-AM-5000-4 | Dräger X-am 5000, Multi-4 | N/A | TOOL |  | ARPL-0549
DR-PAC-8000-CL2-1 | Dräger PAC 8000 CL2, no. 1 | N/A | TOOL |  | ARPL-0244
DR-X-AM-5000-3 | Dräger X-am 5000, Multi-3 | N/A | TOOL |  | ARPL-0551
DR-PAC-6000-O2-6 | Dräger PAC 6000 O2, no. 6 | N/A | TOOL |  | ARPL-4284
H10010 | CO2 Fire Extinguisher (5kgs) | 00UBA01R00 | TOOL | 10039 | HQ-C05002
H10012 | DCP Fire Extinguisher (6kgs) | HQPP | TOOL | 10041 | HQ-P06002
H10013 | CO2 Fire Extinguisher (5kgs) | 20BFT31 | TOOL | 10039 | HQ-C05015
H10011 | DCP Fire Extinguisher (6kgs) | HQPP | TOOL | 10041 | HQ-P06001
H10016 | CO2 Fire Extinguisher (5kgs) | 00UBA01R03 | TOOL | 10039 | HQ-C05008
H10015 | CO2 Fire Extinguisher (5kgs) | 00UBA01R02 | TOOL | 10039 | HQ-C05009
DR-PAC-6000-O2-4 | Dräger PAC 6000 O2, no. 4 | N/A | TOOL |  | ARPL-4299
DR-PAC-6000-CL2-1 | Dräger PAC 6000 Chlorine |  | TOOL
DR-PAC-6000-O2-2 | Dräger PAC 6000 O2, no. 2 | N/A | TOOL |  | ARPL-4300
H10017 | CO2 Fire Extinguisher (5kgs) | 00UBA01R07 | TOOL | 10039 | HQ-C05011
DR-PAC-6000-O2-5 | Dräger PAC 6000 O2, no. 5 | N/A | TOOL |  | ARPL-4307
00GMB59BB003KD | ETP Treated water storage tank | 00GMB59BB003 | PRODUCTION |  |  |  | FRP
H10018 | CO2 Fire Extinguisher (5kgs) | 00UBA01R07 | TOOL | 10039 | HQ-C05012
H10019 | CO2 Fire Extinguisher (5kgs) | 00UBA01R05 | TOOL | 10039 | HQ-C05010
H10020 | DCP Fire Extinguisher (6kgs) | 00UBA01R01 | TOOL | 10041 | HQ-P06017
H10021 | CO2 Fire Extinguisher (5kgs) | 00UBA05 | TOOL | 10039 | HQ-C05007
H10022 | CO2 Fire Extinguisher (5kgs) | 00PBJ | TOOL | 10039 | HQ-C05003
H10023 | CO2 Fire Extinguisher (5kgs) | 00UBA04 | TOOL | 10039 | HQ-C05014
DR-PAC-6000-O2-1 | Dräger PAC 6000 O2, no. 1 | N/A | TOOL |  | ARPL-4286
H10024 | CO2 Fire Extinguisher (5kgs) | 00UBA03 | TOOL | 10039 | HQ-C05004
H10025 | CO2 Fire Extinguisher (5kgs) | 00UBA02 | TOOL | 10039 | HQ-C05016
H10026 | CO2 Fire Extinguisher (5kgs) | 00UGN02 | TOOL | 10039 | HQ-C05006
H10027 | DCP Fire Extinguisher (6kgs) | 00UGA01 | TOOL | 10041 | HQ-P06034
H10028 | DCP Fire Extinguisher (6kgs) | 00UST01 | TOOL | 10041 | HQ-P06023
H10029 | CO2 Fire Extinguisher (5kgs) | 00UST02 | TOOL | 10039 | HQ-C05013
H10031 | CO2 Fire Extinguisher (5kgs) | 00UGA03 | TOOL | 10039 | HQ-C05005
H10032 | CO2 Fire Extinguisher (5kgs) | 00UYF | TOOL | 10039 | HQ-C05017
H10034 | AFFF Fire Extinguisher (9liters) | 00UMA00R01 | TOOL
H10035 | AFFF Fire Extinguisher (9l) | 00UMA00R01 | TOOL | 10040 | HQ-F09017
H10036 | AFFF Fire Extinguisher (9l) | 00UMA00R02 | TOOL | 10040 | HQ-F09003
H10037 | AFFF Fire Extinguisher (9l) | 00UBF | TOOL | 10040 | HQ-F09018
H10038 | AFFF Fire Extinguisher (9l) | 00UBF | TOOL | 10040 | HQ-F09019
H10039 | AFFF Fire Extinguisher (9l) | 00UEJ00R01 | TOOL | 10040 | HQ-F09020
H10040 | AFFF Fire Extinguisher (9l) | 00UEJ00R02 | TOOL | 10040 | HQ-F09021
H10041 | AFFF Fire Extinguisher (9l) | 00UEB00R02 | TOOL | 10040 | HQ-F09009
H10042 | AFFF Fire Extinguisher (9l) | 00UEB00R01 | TOOL | 10040 | HQ-F09016
H10246 | 11KV Switchgear Out going Feeder VCB -Spare | 00BBA10 | PRODUCTION
00GBC59CH004QB | Chlorine sensor | 00GBC59CH004 | PRODUCTION
00GCB59CF101-U01 | Flow transmitter | 00GCB59CF101 | PRODUCTION
00GCF59CQ004-U01 | Flow totaliser | 00GCF59CQ004 | PRODUCTION
00GCF59CQ005-U01 | Flow totaliser | 00GCF59CQ005 | PRODUCTION
20MAL10AA205-F1 | Close position feedback- Turbine casing drains chamber 3 vlv | 20MAL10AA205 | PRODUCTION |  |  | JLSL1
20MAL10AA205-F2 | Open position feedback- Turbine casing drains chamber 3 vlv | 20MAL10AA205 | PRODUCTION |  |  | JLSL1
20MAL10AA206-F1 | Close position feedback- Turbine casing drains chamber 4 vlv | 20MAL10AA206 | PRODUCTION |  |  | JLSL1
20MAL10AA206-F2 | Open position feedback- Turbine casing drains chamber 4 vlv | 20MAL10AA206 | PRODUCTION |  |  | JLSL1
20MAL10AA211-F1 | Close position feedback-Turbine AK-1 drain vlv | 20MAL10AA211 | PRODUCTION |  |  | JLSL1
20MAL10AA211-F2 | Open position feedback- Turbine AK-1 drain vlv | 20MAL10AA211 | PRODUCTION |  |  | JLSL1
20MAL10AA224-F1 | Solenoid valve | 20MAL10AA224 | PRODUCTION |  |  | JLSL1
20MAL10AA224-F2 | Solenoid valve | 20MAL10AA224 | PRODUCTION |  |  | JLSL1
20MAL10AA228-F1 | Close position feedback- Rear gland sealing vlv | 20MAL10AA228 | PRODUCTION |  |  | JLSL1
20MAL10AA228-F2 | Open position feedback- Rear gland sealing vlv | 20MAL10AA228 | PRODUCTION |  |  | JLSL1
20MAL10AA204-F2 | Open position feedback- Turbine casing drains chamber-2 | 20MAL10AA204 | PRODUCTION |  |  | JLSL1
20LAA10AA204-F2 | Open position feedback-deaerator overflow vlv | 20LAA10AA204 | PRODUCTION |  |  | JLSL1
20LAB20AA201-F1 | Close position feedback- before BFP-1 Suction Strainer | 20LAB20AA201 | PRODUCTION |  |  | BDT-E-TW-BT
20LAB20AA201-F2 | Open position feedback-before BFP-1 Suction Strainer | 20LAB20AA201 | PRODUCTION
20LAB30AA201-F1 | Close position feedback- before BFP-2 Suction Strainer | 20LAB30AA201 | PRODUCTION
20LAB30AA201-F2 | Open position feedback-before BFP-2 Suction Strainer | 20LAB30AA201 | PRODUCTION
20LBF26AA103-F1 | Close Position FB- Bypass Spray water shut off valve | 20LBF26AA103 | PRODUCTION |  |  | 6DR5111-0NN01-0AA-0
20LBF26AA103-F2 | Open Position FB- Bypass Spray water shut off valve | 20LBF26AA103 | PRODUCTION |  |  | 6DR5111-0NN01-0AA-0
20LBF26AA105-F1 | Close Position FB- Bypass Spray water Control valve | 20LBF26AA105 | PRODUCTION |  |  | BSPG - V
20LBF26AA105-F2 | Open Position FB- Bypass Spray water Control valve | 20LBF26AA105 | PRODUCTION |  |  | BDT-E-TW-BT
20LBF50AA101-F1 | Close Position FB- HP Bypassr Control valve | 20LBF50AA101 | PRODUCTION |  |  | 6DR5111-0NN01-0AA-0
20LBF50AA101-F2 | Open Position FB- HP Bypassr Control valve | 20LBF50AA101 | PRODUCTION |  |  | 6DR5111-0NN01-0AA-0
00PAD09CF001-U01 | Flow transmitter | 00PAD09CF001 | PRODUCTION
00PAD09CF601-U01 | Flow transmitter | 00PAD09CF601 | PRODUCTION
00PCB02CT601-U01 | RTD | 00PCB02CT601 | PRODUCTION |  |  | RTD + TW-BT
H10043 | AFFF Fire Extinguisher (9l) | 10XKA10 | TOOL | 10040 | HQ-F09004
H10044 | DCP Fire Extinguisher (6kgs) | 00UGA01 | TOOL | 10041 | HQ-P06033
H10045 | AFFF Fire Extinguisher (9l) | 00UBA01R00 | TOOL | 10040 | HQ-F09001
H10046 | DCP Fire Extinguisher (6kgs) | 00UMA00R01 | TOOL | 10041 | HQ-P06007
H10048 | DCP Fire Extinguisher (6kgs) | 00UMA00R02 | TOOL | 10041 | HQ-P06035
H10049 | DCP Fire Extinguisher (6kgs) | 00UBA01R03 | TOOL | 10041 | HQ-P06016
H10050 | DCP Fire Extinguisher (6kgs) | 00UBA01R02 | TOOL | 10041 | HQ-P06018
H10051 | DCP Fire Extinguisher (6kgs) | 00UBA01R07 | TOOL | 10041 | HQ-P06021
H10052 | DCP Fire Extinguisher (6kgs) | 00UBA01R07 | TOOL | 10041 | HQ-P06020
H10053 | DCP Fire Extinguisher (6kgs) | 00UBA01R05 | TOOL | 10041 | HQ-P06019
H10054 | DCP Fire Extinguisher (6kgs) | 00UBF | TOOL | 10041 | HQ-P06036
H10055 | DCP Fire Extinguisher (6kgs) | 00UBF | TOOL | 10041 | HQ-P06037
H10056 | DCP Fire Extinguisher (6kgs) | 00UEE00R01 | TOOL | 10041 | HQ-P06029
H10057 | DCP Fire Extinguisher (6kgs) | 00UEE00R02 | TOOL | 10041 | HQ-P06028
H10058 | DCP Fire Extinguisher (6kgs) | 00UEE00R03 | TOOL | 10041 | HQ-P06030
H10059 | DCP Fire Extinguisher (6kgs) | 00UBA05 | TOOL | 10041 | HQ-P06015
H10060 | DCP Fire Extinguisher (6kgs) | 00UTF | TOOL | 10041 | HQ-P06008
H10061 | DCP Fire Extinguisher (6kgs) | 00UBA04 | TOOL | 10041 | HQ-P06025
H10062 | DCP Fire Extinguisher (6kgs) | 00UBA03 | TOOL | 10041 | HQ-P06009
H10063 | DCP Fire Extinguisher (6kgs) | 00UBA02 | TOOL | 10041 | HQ-P06038
H10064 | DCP Fire Extinguisher (6kgs) | 00UGN02 | TOOL | 10041 | HQ-P06014
H10065 | DCP Fire Extinguisher (6kgs) | 00UGA01 | TOOL | 10041 | HQ-P06032
H10067 | DCP Fire Extinguisher (6kgs) | 00UGP | TOOL | 10041 | HQ-P06011
H10068 | DCP Fire Extinguisher (6kgs) | 00UGU | TOOL | 10041 | HQ-P06012
H10069 | DCP Fire Extinguisher (6kgs) | 00UGV | TOOL | 10041 | HQ-P06013
H10070 | DCP Fire Extinguisher (6kgs) | 00UST01 | TOOL | 10041 | HQ-P06022
H10071 | DCP Fire Extinguisher (6kgs) | 00UST02 | TOOL | 10041 | HQ-P06024
H10072 | DCP Fire Extinguisher (6kgs) | 00UGA03 | TOOL | 10041 | HQ-P06010
H10073 | DCP Fire Extinguisher (6kgs) | 00UYF | TOOL | 10041 | HQ-P06039
20LBQ10AA003-F2 | Open Position FB- Bleed 3 to HP Heater QCNRV | 20LBQ10AA003 | PRODUCTION |  |  | C09.65 NPS6" CLASS 300 244AG | A516 GR.60
20LBQ10AA003-F1 | Close Position FB- Bleed 3 to HP Heater QCNRV | 20LBQ10AA003 | PRODUCTION |  |  | C09.65 NPS6" CLASS 300 244AG | A516 GR.60
10PGA39CP206QP | Pressure Gauge | 10PGA39CP206 | PRODUCTION
20LBS30AA003-F1 | Close Position FB- Bleed 2 to deaerator QCNRV | 20LBS30AA003 | PRODUCTION |  |  | C09.65 NPS10" CLASS 150 244AG | A516 GR.60
10PGA20CT001-U01 | Temperature transmitter | 10PGA20CT001 | PRODUCTION
10PGA39CP206-F01 | Differential Pressure switch | 10PGA39CP206 | PRODUCTION
10PGA39CP207-F01 | Differential Pressure switch | 10PGA39CP207 | PRODUCTION
10HTJ21BR801MR | Reagent to hydrator | 10HTJ21BR801 | PRODUCTION |  |  | Expansion joint
10QEU42BR801MR | Conveying air expansion joint | 10QEU42BR801 | PRODUCTION |  |  | Expansion joint
20HNA60CQ005-U01 | Oxygen Analyzer | 20HNA60CQ005 | PRODUCTION |  | SME5-120718, PROBE-1183601-KE | OXITEC5000 | Probe: SS 316
20HNC10CT101-F01 | Motor Thermistor | 20HNC10CT101 | PRODUCTION
20HNF20CT101-F01 | Motor Thermistor | 20HNF20CT101 | PRODUCTION
20HAD10CL101-F01 | Digital Indicator | 20HAD10CL101 | PRODUCTION |  |  | Hydrastep Control unit
20HAD10CL102-F01 | Digital Indicator | 20HAD10CL102 | PRODUCTION |  |  | Hydrastep Control unit-2468CABD
20HCB10CP001-U01 | Pressure Transmitter | 20HCB10CP001 | PRODUCTION
20HDA56AF001-M01 | BMHE ash pneumatic conveyor, motor | 20HDA56AF001 | PRODUCTION
20HDB10AF001-M01 | Bottom ash drag chain conveyor, motor | 20HDB10AF001 | PRODUCTION
20HJA20GT101QB | Flame Detector | 20HJA20GT101 | PRODUCTION |  |  | Fireye Surefire II HE-SSR-2.1 + HE-PP-12 + HEC-3
20HLB10CT101-F01 | Motor Thermistor | 20HLB10CT101 | PRODUCTION
20HLB20CT101-F01 | Motor Thermistor | 20HLB20CT101 | PRODUCTION
20HNA60CQ001-U01 | Dust / Opacity Analyzer | 20HNA60CQ001 | PRODUCTION |  | 18300 | DCEM2100 | Electronic Housings (SPU, PSU, DDU)
20HNA60CQ002-U01 | SO2 Analyzer | 20HNA60CQ002 | PRODUCTION |  | GCEM 40XX 18054 FMGCEM | FMGCEM40A0 | Probe : SS316L
20HNA60CQ003-U01 | NOx Analyzer | 20HNA60CQ003 | PRODUCTION |  | GCEM 40XX 18054 FMGCEM | FMGCEM40A0 | Probe : SS316L
20HNA60CQ004-U01 | CO Analyzer | 20HNA60CQ004 | PRODUCTION |  | GCEM 40XX 18054 FMGCEM | FMGCEM40A0 | Probe : SS316L
10HDC32AF001MG | 2nd and 3rd pass ash pneum. Conveyor, gear | 10HDC32AF001 | PRODUCTION
10HNA60CQ001QP | Dust / Opacity Analyzer | 10HNA60CQ001 | PRODUCTION |  | 18300 | DCEM2100 | Electronic Housings (SPU, PSU, DDU)
10HNA60CQ002QP | SO2 Analyzer | 10HNA60CQ002 | PRODUCTION |  | GCEM 40XX 18054 FMGCEM | FMGCEM40A0 | Probe : SS316L
10HNA60CQ003QP | NOx Analyzer | 10HNA60CQ003 | PRODUCTION |  | GCEM 40XX 18054 FMGCEM | FMGCEM40A0 | Probe : SS316L
10HNA60CQ004QP | CO Analyzer | 10HNA60CQ004 | PRODUCTION |  | GCEM 40XX 18054 FMGCEM | FMGCEM40A0 | Probe : SS316L
10HNA60CQ005QP | Oxygen Analyzer | 10HNA60CQ005 | PRODUCTION |  | SME5-120718, PROBE-1183601-KE | OXITEC5000 | Probe: SS 316
10PGA20CT001QP | Temperature Gauge | 10PGA20CT001 | PRODUCTION
10PGA30CP002QP | Pressure Gauge | 10PGA30CP002 | PRODUCTION
20EBA11GH001-A01 | Peat Transportation to Silos | 20EBA11GH001 | PRODUCTION |  |  | KL 1502.510 | RAL-7032
20EBA12GH001-A01 | Peat Transportation to Silos | 20EBA12GH001 | PRODUCTION |  |  | KL 1502.510 | RAL-7032
10HBL10AN001KN | Fan | 10HBL10AN001 | PRODUCTION
10PAD01CT010-U01 | Temperature transmitter | 10PAD01CT010 | PRODUCTION
10PAD02CT001-U01 | Temperature transmitter | 10PAD02CT001 | PRODUCTION
10PAD02CT002-U01 | Temperature transmitter | 10PAD02CT002 | PRODUCTION
10QFB11CP101QP | Pressure Gauge | 10QFB11CP101 | PRODUCTION |  |  | STG14L-E1G-00000-H6,SM,ZS,CC,TG,MB,F1, 9X
20QFB11CP101QP | Pressure Gauge | 20QFB11CP101 | PRODUCTION |  |  | STG14L-E1G-00000-H6,SM,ZS,CC,TG,MB,F1, 9X
10HAD10CL101QP | Digital Indicator | 10HAD10CL101 | PRODUCTION |  |  | Hydrastep Control unit
20HTJ21BR801MR | Reagent to hydrator | 20HTJ21BR801 | PRODUCTION |  |  | Expansion joint
20QEU42BR801MR | Conveying air expansion joint | 20QEU42BR801 | PRODUCTION |  |  | Expansion joint
00EGC07AA501QN | Actuator | 00EGC07AA501 | PRODUCTION
00EAD01HZ101-S01 | Emergency stop push button | 00EAD01HZ101 | PRODUCTION
00EBA42XS103-F01 | Explosion Indicator | 00EBA42XS103 | PRODUCTION |  |  | VIGILEX SEC
00EGE13CL204-F01 | Level switch | 00EGE13CL204 | PRODUCTION
00GAA01CP201-F01 | Pressure switch | 00GAA01CP201 | PRODUCTION
00GBN01CL202-F01 | Level switch | 00GBN01CL202 | PRODUCTION
00GBN59CL209-F01 | Level switch | 00GBN59CL209 | PRODUCTION
00GBN59CQ661-U01 | pH analyzer | 00GBN59CQ661 | PRODUCTION
00GHC04AA002QN | Actuator | 00GHC04AA002 | PRODUCTION
00GMA59CP101-U01 | Pressure transmitter | 00GMA59CP101 | PRODUCTION
10LBA30AA102QN | Actuator | 10LBA30AA102 | PRODUCTION
10MAV10CL201-F01 | Level switch | 10MAV10CL201 | PRODUCTION
10PAD01CT001-U01 | Temperature transmitter | 10PAD01CT001 | PRODUCTION
10PAD01CT002-U01 | Temperature transmitter | 10PAD01CT002 | PRODUCTION
10PAD01CT003-U01 | Temperature transmitter | 10PAD01CT003 | PRODUCTION
10PAD01CT004-U01 | Temperature transmitter | 10PAD01CT004 | PRODUCTION
10PAD01CT005-U01 | Temperature transmitter | 10PAD01CT005 | PRODUCTION
10PAD01CT006-U01 | Temperature transmitter | 10PAD01CT006 | PRODUCTION
10PAD01CT007-U01 | Temperature transmitter | 10PAD01CT007 | PRODUCTION
10PAD01CT008-U01 | Temperature transmitter | 10PAD01CT008 | PRODUCTION
10PAD01CT009-U01 | Temperature transmitter | 10PAD01CT009 | PRODUCTION
10PAD02CT003-U01 | Temperature transmitter | 10PAD02CT003 | PRODUCTION
10PAD02CT004-U01 | Temperature transmitter | 10PAD02CT004 | PRODUCTION
10PAD02CT005-U01 | Temperature transmitter | 10PAD02CT005 | PRODUCTION
10PAD02CT006-U01 | Temperature transmitter | 10PAD02CT006 | PRODUCTION
10PAD02CT007-U01 | Temperature transmitter | 10PAD02CT007 | PRODUCTION
10PAD02CT008-U01 | Temperature transmitter | 10PAD02CT008 | PRODUCTION
10PAD02CT009-U01 | Temperature transmitter | 10PAD02CT009 | PRODUCTION
10PAD02CT010-U01 | Temperature transmitter | 10PAD02CT010 | PRODUCTION
10PAD09CF001-U01 | Flow transmitter | 10PAD09CF001 | PRODUCTION
10PAD10CL101-F01 | Level switch | 10PAD10CL101 | PRODUCTION
10PAD10CL102-F01 | Level switch | 10PAD10CL102 | PRODUCTION
10PAD10CL103-F01 | Level switch | 10PAD10CL103 | PRODUCTION
10PAD10CL104-F01 | Level switch | 10PAD10CL104 | PRODUCTION
10PAD10CL105-F01 | Level switch | 10PAD10CL105 | PRODUCTION
10PAD10CL106-F01 | Level switch | 10PAD10CL106 | PRODUCTION
10QUC10CQ004-U01 | Silica Analyzer | 10QUC10CQ004 | PRODUCTION
10QUC10CT202-F01 | Temperature switch | 10QUC10CT202 | PRODUCTION
10QUC10CT203-F01 | Temperature switch | 10QUC10CT203 | PRODUCTION
10QUC10CT204-F01 | Temperature switch | 10QUC10CT204 | PRODUCTION
10QUC10CT205-F01 | Temperature switch | 10QUC10CT205 | PRODUCTION
10QUC10CT206-F01 | Temperature switch | 10QUC10CT206 | PRODUCTION
10QUC10CT207-F01 | Temperature switch | 10QUC10CT207 | PRODUCTION
10QUC10CT208-F01 | Temperature switch | 10QUC10CT208 | PRODUCTION
10QUC10CT209-F01 | Temperature switch | 10QUC10CT209 | PRODUCTION
10QUC10CT210-F01 | Temperature switch | 10QUC10CT210 | PRODUCTION
20LBA30AA102QN | Actuator | 20LBA30AA102 | PRODUCTION
20MAV10CL201-F01 | Level switch | 20MAV10CL201 | PRODUCTION
20PAD01CT001-U01 | Temperature transmitter | 20PAD01CT001 | PRODUCTION
20PAD01CT002-U01 | Temperature transmitter | 20PAD01CT002 | PRODUCTION
20PAD01CT003-U01 | Temperature transmitter | 20PAD01CT003 | PRODUCTION
20PAD01CT004-U01 | Temperature transmitter | 20PAD01CT004 | PRODUCTION
20PAD01CT005-U01 | Temperature transmitter | 20PAD01CT005 | PRODUCTION
20PAD01CT006-U01 | Temperature transmitter | 20PAD01CT006 | PRODUCTION
20PAD01CT007-U01 | Temperature transmitter | 20PAD01CT007 | PRODUCTION
20PAD01CT008-U01 | Temperature transmitter | 20PAD01CT008 | PRODUCTION
20PAD01CT009-U01 | Temperature transmitter | 20PAD01CT009 | PRODUCTION
20PAD01CT010-U01 | Temperature transmitter | 20PAD01CT010 | PRODUCTION
20PAD02CT001-U01 | Temperature transmitter | 20PAD02CT001 | PRODUCTION
20PAD02CT002-U01 | Temperature transmitter | 20PAD02CT002 | PRODUCTION
20PAD02CT003-U01 | Temperature transmitter | 20PAD02CT003 | PRODUCTION
20PAD02CT004-U01 | Temperature transmitter | 20PAD02CT004 | PRODUCTION
20PAD02CT005-U01 | Temperature transmitter | 20PAD02CT005 | PRODUCTION
20PAD02CT006-U01 | Temperature transmitter | 20PAD02CT006 | PRODUCTION
20PAD02CT007-U01 | Temperature transmitter | 20PAD02CT007 | PRODUCTION
20PAD02CT008-U01 | Temperature transmitter | 20PAD02CT008 | PRODUCTION
20PAD02CT009-U01 | Temperature transmitter | 20PAD02CT009 | PRODUCTION
20PAD02CT010-U01 | Temperature transmitter | 20PAD02CT010 | PRODUCTION
20PAD09CF001-U01 | Flow transmitter | 20PAD09CF001 | PRODUCTION
20PAD10CL101-F01 | Level switch | 20PAD10CL101 | PRODUCTION
20PAD10CL102-F01 | Level switch | 20PAD10CL102 | PRODUCTION
20PAD10CL103-F01 | Level switch | 20PAD10CL103 | PRODUCTION
20PAD10CL104-F01 | Level switch | 20PAD10CL104 | PRODUCTION
20PAD10CL105-F01 | Level switch | 20PAD10CL105 | PRODUCTION
20PAD10CL106-F01 | Level switch | 20PAD10CL106 | PRODUCTION
20QUC10CQ004-U01 | Silica Analyzer | 20QUC10CQ004 | PRODUCTION
20QUC10CT202-F01 | Temperature switch | 20QUC10CT202 | PRODUCTION
20QUC10CT203-F01 | Temperature switch | 20QUC10CT203 | PRODUCTION
20QUC10CT204-F01 | Temperature switch | 20QUC10CT204 | PRODUCTION
20QUC10CT205-F01 | Temperature switch | 20QUC10CT205 | PRODUCTION
20QUC10CT206-F01 | Temperature switch | 20QUC10CT206 | PRODUCTION
20QUC10CT207-F01 | Temperature switch | 20QUC10CT207 | PRODUCTION
20QUC10CT208-F01 | Temperature switch | 20QUC10CT208 | PRODUCTION
20QUC10CT209-F01 | Temperature switch | 20QUC10CT209 | PRODUCTION
20QUC10CT210-F01 | Temperature switch | 20QUC10CT210 | PRODUCTION
00GCF59CE601QB | Sensor | 00GCF59CE601 | PRODUCTION
00GCF59CE602QB | Sensor | 00GCF59CE602 | PRODUCTION
00GCF59CE603QB | Sensor | 00GCF59CE603 | PRODUCTION
00GCF59CE604QB | Sensor | 00GCF59CE604 | PRODUCTION
00GBC59AA013KA | Ball Valve | 00GBC59AA013 | PRODUCTION |  |  | 1829005 | PVC
00GBC59AA014KA | Ball Valve | 00GBC59AA014 | PRODUCTION |  |  | 1829010 | PVC
00GBC59AA015KA | Ball Valve | 00GBC59AA015 | PRODUCTION |  |  | 1822025 | PVC
00GBC59AA016KA | Ball Valve | 00GBC59AA016 | PRODUCTION |  |  | 1822025 | PVC
00GBC59AA017KA | Ball Valve | 00GBC59AA017 | PRODUCTION |  |  | 1822020 | PVC
00GBC59AA018KA | Ball Valve | 00GBC59AA018 | PRODUCTION |  |  | 1822020 | PVC
00GBC59AA021KA | Ball Valve | 00GBC59AA021 | PRODUCTION |  |  | 1829010 | PVC
00GBC59AA022KA | Ball Valve | 00GBC59AA022 | PRODUCTION |  |  | 1829025 | PVC
00GBC59AA023KA | Ball Valve | 00GBC59AA023 | PRODUCTION |  |  | 1829025 | PVC
00GBC59AA024KA | Ball Valve | 00GBC59AA024 | PRODUCTION |  |  | 1829025 | PVC
00GBC59AA025KA | Ball Valve | 00GBC59AA025 | PRODUCTION |  |  | 1829025 | PVC
00GBC59AA026KA | Ball Valve | 00GBC59AA026 | PRODUCTION |  |  | 1829025 | PVC
00GBC59AA027KA | Ball Valve | 00GBC59AA027 | PRODUCTION |  |  | 1829025 | PVC
00GBC59AA035KA | Ball Valve | 00GBC59AA035 | PRODUCTION |  |  | 1829005 | PVC
00GBC59AA036KA | Ball Valve | 00GBC59AA036 | PRODUCTION |  |  | 1829010 | PVC
00GBC59AA037KA | Ball Valve | 00GBC59AA037 | PRODUCTION |  |  | 1829010 | PVC
00GBC59AA303KA | Ball Valve | 00GBC59AA303 | PRODUCTION |  |  | 1829005 | PVC
00GBC59AA304KA | Ball Valve | 00GBC59AA304 | PRODUCTION |  |  | 1829005 | PVC
00GBC59AA305KA | Ball Valve | 00GBC59AA305 | PRODUCTION |  |  | 1829005 | PVC
00GBC59AA306KA | Ball Valve | 00GBC59AA306 | PRODUCTION |  |  | 1829005 | PVC
00GBC59AA307KA | Ball Valve | 00GBC59AA307 | PRODUCTION |  |  | 1829005 | PVC
00GBC59AA308KA | Ball Valve | 00GBC59AA308 | PRODUCTION |  |  | 1829005 | PVC
00GBC59AA309KA | Ball Valve | 00GBC59AA309 | PRODUCTION |  |  | 1829005 | PVC
00GBC59AA310KA | Ball Valve | 00GBC59AA310 | PRODUCTION |  |  | 1829005 | PVC
00GBC59AA311KA | Ball Valve | 00GBC59AA311 | PRODUCTION |  |  | 1829005 | PVC
00GBC59AA401KA | Ball Valve | 00GBC59AA401 | PRODUCTION |  |  | 1829025 | PVC
00GBC59AA402KA | Ball Valve | 00GBC59AA402 | PRODUCTION |  |  | 1829005 | PVC
00GBC59AA403KA | Ball Valve | 00GBC59AA403 | PRODUCTION |  |  | 1829005 | PVC
00GBC59AA404KA | Ball Valve | 00GBC59AA404 | PRODUCTION |  |  | 1829005 | PVC
00GBC59AA405KA | Ball Valve | 00GBC59AA405 | PRODUCTION |  |  | 1829005 | PVC
00GBC59AA406KA | Ball Valve | 00GBC59AA406 | PRODUCTION |  |  | 1829005 | PVC
00GBC59AA407KA | Ball Valve | 00GBC59AA407 | PRODUCTION |  |  | 1829005 | PVC
00GBC59AA410KA | Ball Valve | 00GBC59AA410 | PRODUCTION |  |  | 1829005 | PVC
00GBC59AA601KA | Ball Valve | 00GBC59AA601 | PRODUCTION |  |  | 1829025 | PVC
00GBC59AA701KA | Check Valve | 00GBC59AA701 | PRODUCTION |  |  | 4529020 | PVC
00GBC59AA702KA | Check Valve | 00GBC59AA702 | PRODUCTION |  |  | 4529020 | PVC
00GBN59AM001-M01 | Agitator For Pe Dosing Tank, motor | 00GBN59AM001 | PRODUCTION |  |  | LTS/800/137/35/2 | SS 316
00GBN59AM002-M01 | Agitator For Pe Dosing Tank, motor | 00GBN59AM002 | PRODUCTION |  |  | LTS/800/137/35/2 | SS 316
00GDN59AT101KT | Scale inhibitor dosing pump-1, strainer | 00GDN59AT101 | PRODUCTION |  |  | Y type | PP/Upvc
00GDN59AT102KT | Scale inhibitor dosing pump-2, strainer | 00GDN59AT102 | PRODUCTION |  |  | Y type | PP/Upvc
00GDN59AT103KT | Scale inhibitor dosing pump-3, strainer | 00GDN59AT103 | PRODUCTION |  |  | Y type | PP/Upvc
00GDN59AT111KT | Bio dispersent dosing pump-1, strainer | 00GDN59AT111 | PRODUCTION |  |  | Y type | PP/Upvc
00GDN59AT112KT | Bio dispersant dosing pump-2, strainer | 00GDN59AT112 | PRODUCTION |  |  | Y type | PP/Upvc
00GDN59AT113KT | Bio dispersant dosing pump-3, strainer | 00GDN59AT113 | PRODUCTION |  |  | Y type | PP/Upvc
00GDN59AT121KT | Corrosion inhibitor dosing pump-1, strainer | 00GDN59AT121 | PRODUCTION |  |  | Y type | PP/Upvc
00GDN59AT122KT | Corrosion inhibitor dosing pump-2, strainer | 00GDN59AT122 | PRODUCTION |  |  | Y type | PP/Upvc
00GDN59AT123KT | Corrosion inhibitor dosing pump-3 strainer | 00GDN59AT123 | PRODUCTION |  |  | Y type | PP/Upvc
00GBC59AA009KA | Ball Valve | 00GBC59AA009 | PRODUCTION |  |  | 25NB | A216
00GBC59AA010KA | Ball Valve | 00GBC59AA010 | PRODUCTION |  |  | 25NB | A216
00GBC59AA011KA | Ball Valve | 00GBC59AA011 | PRODUCTION |  |  | 25NB | A216
00GBC59AA012KA | Ball Valve | 00GBC59AA012 | PRODUCTION |  |  | 25NB | A216
00GBC59AN001KN | Aeration, gas injection system, blower-1 | 00GBC59AN001 | PRODUCTION |  |  | APE-435 | MS+FRP
00GBC59AN002KN | Aeration, gas injection system, blower-2 | 00GBC59AN002 | PRODUCTION |  |  | APE-435 | MS+FRP
00GBC59AP003KP | Caustic pump?1 | 00GBC59AP003 | PRODUCTION |  |  | PV-47-160-H | POLYPROPYLENE
00GBC59AP004KP | Caustic pump?2 | 00GBC59AP004 | PRODUCTION |  |  | PV-47-160-H | POLYPROPYLENE
00GBC59AT001KT | Chlorine Gas Filter | 00GBC59AT001 | PRODUCTION |  |  | C96011 | CAST IRON
00GBC59AT002KT | Chlorine Gas Filter | 00GBC59AT002 | PRODUCTION |  |  | C96011 | CAST IRON
00GBC59AW033MZ | Chlorine Gas Vacuum regulator and Heater | 00GBC59AW033 | PRODUCTION |  |  | ECTFE | Suitable for wet/dry gas service
00GBC59AW034MZ | Chlorine Gas Vacuum regulator and Heater | 00GBC59AW034 | PRODUCTION |  |  | ECTFE | Suitable for wet/dry gas service
00GBC59BB015KD | Caustic Solution Tank 2 | 00GBC59BB015 | PRODUCTION |  |  | BS4994-1987 | PP+FRP
00GBC59BB016KD | Absorption Tower | 00GBC59BB016 | PRODUCTION |  |  | BS4994-1987 | glass fiber part C
00GBC59BR002MR | Sludge Sump Air Blower-1/2 Discharge Common Header To Drain Line | 00GBC59BR002 | PRODUCTION |  |  | FLANGED CLASS 150 | HDPE
00GBC59BR003MR | Sludge Sump Air Blower-1/2 Discharge Common Header To Drain Line | 00GBC59BR003 | PRODUCTION |  |  | FLANGED CLASS 150 | HDPE
00GBC59CP203-F01 | Pressure switch | 00GBC59CP203 | PRODUCTION |  |  | BM5987 | HIGH IMPACT PLASTIC
00GBC59CP204-F01 | Pressure switch | 00GBC59CP204 | PRODUCTION |  |  | BM5987 | HIGH IMPACT PLASTIC
00GBC59CP205-F01 | Pressure switch | 00GBC59CP205 | PRODUCTION |  |  | BM5987 | HIGH IMPACT PLASTIC
00GBC59CP206-F01 | Pressure switch | 00GBC59CP206 | PRODUCTION |  |  | BM5987 | HIGH IMPACT PLASTIC
00GBC59AA028KA | Ball Valve | 00GBC59AA028 | PRODUCTION |  |  | 225mm | PP+FRP
00GBC59AA029KA | Ball Valve | 00GBC59AA029 | PRODUCTION |  |  | 225mm | PP+FRP
00GBC59AA030KA | Ball Valve | 00GBC59AA030 | PRODUCTION |  |  | 225mm | PP+FRP
00GBC59AA031KA | Ball Valve | 00GBC59AA031 | PRODUCTION |  |  | 225mm | PP+FRP
00GCB59AT003KT | Activated carbon filter-2 | 00GCB59AT003 | PRODUCTION |  |  | 65CT05 | AISI316
00GCB59AT004KT | Activated carbon filter-2 | 00GCB59AT004 | PRODUCTION |  |  | 65CT07 | AISI316
00GCF59AT001KT | SAC 1 to degasser tower strainer | 00GCF59AT001 | PRODUCTION |  |  | 65RT01 | SS316 resin trap (cone type)
00GCF59AT002KT | SAC 1 to N-pit strainer | 00GCF59AT002 | PRODUCTION |  |  | 65RT02 | SS316 resin trap (cone type)
00GCF59AT003KT | SAC 2 to degasser tower strainer | 00GCF59AT003 | PRODUCTION |  |  | 65RT05 | SS316 resin trap (cone type)
00GCF59AT004KT | SAC 2 to N-pit strainer | 00GCF59AT004 | PRODUCTION |  |  | 65RT06 | SS316 resin trap (cone type)
00GCN59AX001MZ | Overflow seal pot | 00GCN59AX001 | PRODUCTION |  |  | Vertical cylindrical | Hot dip galvanised
00GCN59AX002MZ | Fume absorber | 00GCN59AX002 | PRODUCTION |  |  | Vertical cylindrical | Hot dip galvanised
00GCN59AX003MZ | Fume absorber | 00GCN59AX003 | PRODUCTION |  |  | Vertical cylindrical | Hot dip galvanised
00GCN59AZ001MZ | CO2 absorber | 00GCN59AZ001 | PRODUCTION |  |  | NA | ANSI B16,5 150#
00GCN59BB006KD | Bulk acid storage tank | 00GCN59BB006 | PRODUCTION |  |  | ASTM D3299/BS:4994-987 | FRP
00EGA01AA101KA | Ball valve | 00EGA01AA101 | PRODUCTION |  |  | 100NB #150 | A216 GR WCB
00EGA02AA102KA | Ball valve | 00EGA02AA102 | PRODUCTION |  |  | 100NB | A216 GR WCB
00EGA02AA103KA | Ball valve | 00EGA02AA103 | PRODUCTION |  |  | 100NB | A216 GR WCB
00EGA02AA104KA | Ball valve | 00EGA02AA104 | PRODUCTION |  |  | 100NB | A216 GR WCB
00EGA02AA301KA | Globe valve | 00EGA02AA301 | PRODUCTION |  |  | 15NB | A105
00EGA02AA302KA | Globe valve | 00EGA02AA302 | PRODUCTION |  |  | 15NB | A105
00EGB03AA304KA | Globe valve | 00EGB03AA304 | PRODUCTION |  |  | 15NB | A105
00EGB04AA305KA | Globe valve | 00EGB04AA305 | PRODUCTION |  |  | 15NB | A105
00EGB04AA306KA | Globe valve | 00EGB04AA306 | PRODUCTION |  |  | 15NB | A105
00EGB04AA307KA | Globe valve | 00EGB04AA307 | PRODUCTION |  |  | 15NB | A105
00EGB04AA308KA | Globe valve | 00EGB04AA308 | PRODUCTION |  |  | 15NB | A105
00EGB04AA309KA | Globe valve | 00EGB04AA309 | PRODUCTION |  |  | 15NB | A105
00EGB04AA310KA | Globe valve | 00EGB04AA310 | PRODUCTION |  |  | 15NB | A105
00EGB04AA311KA | Globe valve | 00EGB04AA311 | PRODUCTION |  |  | 15NB | A105
00EGB04AA312KA | Globe valve | 00EGB04AA312 | PRODUCTION |  |  | 15NB | A105
00EGA03AA303KA | Globe valve | 00EGA03AA303 | PRODUCTION |  |  | 15NB #800 | A105
00EGA07AA401KA | Gate valve | 00EGA07AA401 | PRODUCTION |  |  | 25NB | A105
00EGB03AA105KA | Ball valve | 00EGB03AA105 | PRODUCTION |  |  | 50NB | A105
00EGB04AA106KA | Ball valve | 00EGB04AA106 | PRODUCTION |  |  | 50NB | A105
00EGB04AA107KA | Ball valve | 00EGB04AA107 | PRODUCTION |  |  | 50NB | A105
00EGC05AA108KA | Ball valve | 00EGC05AA108 | PRODUCTION |  |  | 50NB | A105
00EGC05AA109KA | Ball valve | 00EGC05AA109 | PRODUCTION |  |  | 50NB | A105
00EGC05AA201KA | NRV | 00EGC05AA201 | PRODUCTION |  |  | 50NB | A105
00EGC05AA202KA | NRV | 00EGC05AA202 | PRODUCTION |  |  | 50NB | A105
00EGC05AA313KA | Globe valve | 00EGC05AA313 | PRODUCTION |  |  | 15NB | A105
00EGC05AA314KA | Globe valve | 00EGC05AA314 | PRODUCTION |  |  | 15NB | A105
00EGC06AA315KA | Globe valve | 00EGC06AA315 | PRODUCTION |  |  | 15NB | A105
00EGC07AA110KA | Ball valve | 00EGC07AA110 | PRODUCTION |  |  | 50NB | A105
00EGC07AA111KA | Ball valve | 00EGC07AA111 | PRODUCTION |  |  | 50NB | A105
00EGC07AA112KA | Ball valve | 00EGC07AA112 | PRODUCTION |  |  | 50NB | A105
00EGC07AA316KA | Globe valve | 00EGC07AA316 | PRODUCTION |  |  | 50NB | A105
00EGE10AA113KA | Ball valve | 00EGE10AA113 | PRODUCTION |  |  | 25NB | A105
00EGE10AA203KA | NRV | 00EGE10AA203 | PRODUCTION |  |  | 25NB | A105
00EGE10AA317KA | Globe valve | 00EGE10AA317 | PRODUCTION |  |  | 15NB | A105
00EGF13AA114KA | Ball valve | 00EGF13AA114 | PRODUCTION |  |  | 25NB | A105
00EGF13AA204KA | NRV | 00EGF13AA204 | PRODUCTION |  |  | 25NB | A105
00EGF13AA318KA | Globe valve | 00EGF13AA318 | PRODUCTION |  |  | 15NB | A105
00GBN59AM003-M01 | Agitator For Morpholine Correction Tank, motor | 00GBN59AM003 | PRODUCTION |  |  | PMP-05-100 | SS 316
00GBN59AM004-M01 | Agitator For Morpholine Correction Tank, motor | 00GBN59AM004 | PRODUCTION |  |  | PMP-05-100 | SS 316
00GBN59AM005-M01 | Agitator For Lime Dosing Tank, motor | 00GBN59AM005 | PRODUCTION |  |  | PMP-05-100 | SS 316
00GBN59AM006-M01 | Agitator For Lime Dosing Tank, motor | 00GBN59AM006 | PRODUCTION |  |  | PMP-05-100 | SS 316
00GBN59AT001KT | Poly Dosing Pump 1 strainer | 00GBN59AT001 | PRODUCTION |  |  | Y TYPE | MS
00GBN59AT002KT | Poly Dosing Pump 2 strainer | 00GBN59AT002 | PRODUCTION |  |  | Y TYPE | MS
00GBN59AT003KT | Alum Dosing Pump 1 strainer | 00GBN59AT003 | PRODUCTION |  |  | Y TYPE | MS
00GBC59AP001KP | Booster pump?1 | 00GBC59AP001 | PRODUCTION |  |  | CPP0:50X40-200 | A216GRWCB
00GBC59AP002KP | Booster pump?2 | 00GBC59AP002 | PRODUCTION |  |  | CPP0:50X40-200 | A216GRWCB
00GBC59AW038MZ | Emergency Shower - Chlorine absorption tower | 00GBC59AW038 | PRODUCTION |  |  | LSES-8 | A53GRB
00GBC59AA001KA | Flexible piping connector | 00GBC59AA001 | PRODUCTION |  |  | 25NB | AI-Si Bronze
00GBC59AA002KA | Flexible piping connector | 00GBC59AA002 | PRODUCTION |  |  | 25NB | AI-Si Bronze
00GBC59AA003KA | Flexible piping connector | 00GBC59AA003 | PRODUCTION |  |  | 25NB | AI-Si Bronze
00GBC59AA004KA | Flexible piping connector | 00GBC59AA004 | PRODUCTION |  |  | 25NB | AI-Si Bronze
00GBC59AA005KA | Flexible piping angle Valve | 00GBC59AA005 | PRODUCTION |  |  | 25NB | AI-Si Bronze
00GBC59AA006KA | Flexible piping angle Valve | 00GBC59AA006 | PRODUCTION |  |  | 25NB | AI-Si Bronze
00GBC59AA007KA | Flexible piping angle Valve | 00GBC59AA007 | PRODUCTION |  |  | 25NB | AI-Si Bronze
00GBC59AA008KA | Flexible piping angle Valve | 00GBC59AA008 | PRODUCTION |  |  | 25NB | AI-Si Bronze
00GBC59AA301KA | Ball Valve | 00GBC59AA301 | PRODUCTION |  |  | 25NB | AI-Si Bronze
00GBC59AA302KA | Ball Valve | 00GBC59AA302 | PRODUCTION |  |  | 25NB | AI-Si Bronze
10HFB10BP001MR | Orifice | 10HFB10BP001 | PRODUCTION |  |  | DN25 | S240 TP304L
10HFB10BP002MR | Orifice | 10HFB10BP002 | PRODUCTION |  |  | DN25 | S240 TP304L
10HFB20BP001MR | Orifice | 10HFB20BP001 | PRODUCTION |  |  | DN25 | SA240 TP304L
10HFB20BP002MR | Orifice | 10HFB20BP002 | PRODUCTION |  |  | DN25 | SA240 TP304L
00GBC59AA019KA | Ball Valve | 00GBC59AA019 | PRODUCTION |  |  |  | PVC
00GBC59AA020KA | Ball Valve | 00GBC59AA020 | PRODUCTION |  |  |  | PVC
10LCN27BP001MR | Orifice | 10LCN27BP001 | PRODUCTION |  |  | Orifice plate | SA240
10LCN52BP001MR | Orifice | 10LCN52BP001 | PRODUCTION |  |  | Orifice plate | SA240
00GBC59CP503QP | Pressure Gauge | 00GBC59CP503 | PRODUCTION |  |  | 04PUSSSS2 | SS316
00GBC59CP504QP | Pressure Gauge | 00GBC59CP504 | PRODUCTION |  |  | 04PUSSSS2 | SS316
00GBC59CP505QP | Pressure Gauge | 00GBC59CP505 | PRODUCTION |  |  | 04PUSSSS2 | SS316
00GBC59CP506QP | Pressure Gauge | 00GBC59CP506 | PRODUCTION |  |  | 04PUSSSS2 | SS316
00GBC59CP507QP | Pressure Gauge | 00GBC59CP507 | PRODUCTION |  |  | 04DPSSSS2 | SS316
00GBC59CP508QP | Pressure Gauge | 00GBC59CP508 | PRODUCTION |  |  | 04DPSSSS2 | SS316
00GCF59AP003KP | DM regeneration pump 1, Centrifugal | 00GCF59AP003 | PRODUCTION |  |  | ETN 040-025 200 | CF8M
00GCF59AP004KP | DM regeneration pump 2, Centrifugal | 00GCF59AP004 | PRODUCTION |  |  | ETN 040-025 200 | CF8M
00BLC10-A | 400V VFD MCC | 00BLC10 | PRODUCTION
00GBC59CL201-F01 | Level Switch | 00GBC59CL201 | PRODUCTION |  |  | DS?B?J?S?M?1?W?W | SS316
00GBC59BN001MR | Fixed Throat Ejectors | 00GBC59BN001 | PRODUCTION |  |  |  | PVC
00GBC59BN002MR | Fixed Throat Ejectors | 00GBC59BN002 | PRODUCTION |  |  |  | PVC
20HAN40BS001MZ | Blow-off Silencer for Boiler 2 | 20HAN40BS001 | PRODUCTION |  | SERIAL NO.: 21630-2.1/-2.2/-2.3/-2.4) | Serial no.: 21630-1.1/-1.2/-1.3/-1.4) | 16Mo3
10HAH20AC001KC | Secondary superheater | 10HAH20AC001 | PRODUCTION |  | SERIAL NO: A10215 | Serial no: A10215
10HAH30AC001KC | Tertiary superheater | 10HAH30AC001 | PRODUCTION |  | SERIAL NO: A10215 | Serial no: A10215
00GCB59CQ641-U01 | Chlorine Analyzer | 00GCB59CQ641 | PRODUCTION |  |  | 1066-CL-HT-60 + 499ACL-01-54 | POLYCARBONATE
00GCB59CQ641QB | Chlorine Analyzer | 00GCB59CQ641 | PRODUCTION |  |  | 1066-CL-HT-60+499ACL-01-54 for Chlorine, 3900-02-10 for PH | POLYCARBONATE
00GCN59BB001KD | Morpholine correction tank 1 | 00GCN59BB001 | PRODUCTION |  |  | ASTM D3299/BS:4994-987 | FRP
00GCN59BB002KD | Morpholine correction tank 2 | 00GCN59BB002 | PRODUCTION |  |  | ASTM D3299/BS:4994-987 | FRP
00GCN59BB004KD | Caustic measuring tank (cmt-1) | 00GCN59BB004 | PRODUCTION |  |  | ASTM D3299/BS:4994-987 | FRP
00GCN59BB005KD | Caustic measuring tank (cmt-2) | 00GCN59BB005 | PRODUCTION |  |  | ASTM D3299/BS:4994-987 | FRP
00GCN59BB007KD | ACID MEASURING TANK (AMT-1) | 00GCN59BB007 | PRODUCTION |  |  | ASTM D3299/BS:4994-987 | FRP
00GCN59BB008KD | ACID MEASURING TANK (AMT-2) | 00GCN59BB008 | PRODUCTION |  |  | ASTM D3299/BS:4994-987 | FRP
10HLA14BR801MR | Prim. ait to Windbox, Expansion joint | 10HLA14BR801 | PRODUCTION |  |  | Expansion joint
20HLA14BR801MR | Prim. ait to Windbox, Expansion joint | 20HLA14BR801 | PRODUCTION |  |  | Expansion joint
10HLA15BR801MR | Prim. air to Fluidized bed, Expansion joint | 10HLA15BR801 | PRODUCTION |  |  | Expansion joint
20HLA15BR801MR | Prim. air to Fluidized bed, Expansion joint | 20HLA15BR801 | PRODUCTION |  |  | Expansion joint
10HLA15BR802MR | Prim. air to Fluidized bed, Expansion joint | 10HLA15BR802 | PRODUCTION |  |  | Expansion joint
20HLA15BR802MR | Prim. air to Fluidized bed, Expansion joint | 20HLA15BR802 | PRODUCTION |  |  | Expansion joint
10HLA15BR803MR | Prim. air to Fluidized bed, Expansion joint | 10HLA15BR803 | PRODUCTION |  |  | Expansion joint
20HLA15BR803MR | Prim. air to Fluidized bed, Expansion joint | 20HLA15BR803 | PRODUCTION |  |  | Expansion joint
10HLA15BR804MR | Prim. air to Fluidized bed, Expansion joint | 10HLA15BR804 | PRODUCTION |  |  | Expansion joint
20HLA15BR804MR | Prim. air to Fluidized bed, Expansion joint | 20HLA15BR804 | PRODUCTION |  |  | Expansion joint
10HLA51BR801MR | Upper sec. air LSW, Expansion joint | 10HLA51BR801 | PRODUCTION |  |  | Expansion joint
20HLA51BR801MR | Upper sec. air LSW, Expansion joint | 20HLA51BR801 | PRODUCTION |  |  | Expansion joint
10HLA51BR802MR | Upper sec. air LSW, Expansion joint | 10HLA51BR802 | PRODUCTION |  |  | Expansion joint
20HLA51BR802MR | Upper sec. air LSW, Expansion joint | 20HLA51BR802 | PRODUCTION |  |  | Expansion joint
10HLA52BR801MR | Upper sec. air RSW, Expansion joint | 10HLA52BR801 | PRODUCTION |  |  | Expansion joint
20HLA52BR801MR | Upper sec. air RSW, Expansion joint | 20HLA52BR801 | PRODUCTION |  |  | Expansion joint
10HLA52BR802MR | Upper sec. air RSW, Expansion joint | 10HLA52BR802 | PRODUCTION |  |  | Expansion joint
20HLA52BR802MR | Upper sec. air RSW, Expansion joint | 20HLA52BR802 | PRODUCTION |  |  | Expansion joint
10HLA71BR801MR | Ter. sec. air level, Expansion joint | 10HLA71BR801 | PRODUCTION |  |  | Expansion joint
20HLA71BR801MR | Ter. sec. air level, Expansion joint | 20HLA71BR801 | PRODUCTION |  |  | Expansion joint
10HLA71BR802MR | Ter. sec. air level, Expansion joint | 10HLA71BR802 | PRODUCTION |  |  | Expansion joint
20HLA71BR802MR | Ter. sec. air level, Expansion joint | 20HLA71BR802 | PRODUCTION |  |  | Expansion joint
10HLA72BR801MR | Ter. sec. air level, Expansion joint | 10HLA72BR801 | PRODUCTION |  |  | Expansion joint
20HLA72BR801MR | Ter. sec. air level, Expansion joint | 20HLA72BR801 | PRODUCTION |  |  | Expansion joint
10HLA72BR802MR | Ter. sec. air level, Expansion joint | 10HLA72BR802 | PRODUCTION |  |  | Expansion joint
20HLA72BR802MR | Ter. sec. air level, Expansion joint | 20HLA72BR802 | PRODUCTION |  |  | Expansion joint
10HLB10BR801MR | Primary air fan expansion joint | 10HLB10BR801 | PRODUCTION |  |  | Expansion joint
20HLB10BR801MR | Primary air fan expansion joint | 20HLB10BR801 | PRODUCTION |  |  | Expansion joint
10HLB10BR802MR | Primary air fan expansion joint | 10HLB10BR802 | PRODUCTION |  |  | Expansion joint
20HLB10BR802MR | Primary air fan expansion joint | 20HLB10BR802 | PRODUCTION |  |  | Expansion joint
10HLB20BR801MR | Overfire air fan expansion joint | 10HLB20BR801 | PRODUCTION |  |  | Expansion joint
20HLB20BR801MR | Overfire air fan expansion joint | 20HLB20BR801 | PRODUCTION |  |  | Expansion joint
10HLB20BR802MR | Overfire air fan expansion joint | 10HLB20BR802 | PRODUCTION |  |  | Expansion joint
20HLB20BR802MR | Overfire air fan expansion joint | 20HLB20BR802 | PRODUCTION |  |  | Expansion joint
10HNA25BR801MR | Flue gas duct, Expansion joint | 10HNA25BR801 | PRODUCTION |  |  | Expansion joint
20HNA25BR801MR | Flue gas duct, Expansion joint | 20HNA25BR801 | PRODUCTION |  |  | Expansion joint
10HNA25BR802MR | Flue gas duct, Expansion joint | 10HNA25BR802 | PRODUCTION |  |  | Expansion joint
20HNA25BR802MR | Flue gas duct, Expansion joint | 20HNA25BR802 | PRODUCTION |  |  | Expansion joint
20HNA40BR802MR | Nid Inlet Flue Gas Duct | 20HNA40BR802 | PRODUCTION |  |  | Expansion joint | SA 240 TP 304
10HNA60BR801MR | Flue Gas Duct Id Fan To Stack | 10HNA60BR801 | PRODUCTION |  |  | Expansion joint | FABRIC BELLOW
20HNA60BR801MR | Flue Gas Duct Id Fan To Stack | 20HNA60BR801 | PRODUCTION |  |  | Expansion joint | FABRIC BELLOW
10HNF22BR801MR | Minimum Circulation Duct Bellows | 10HNF22BR801 | PRODUCTION |  |  | Expansion joint | METALLIC BELLOW
20HNF22BR801MR | Minimum Circulation Duct Bellows | 20HNF22BR801 | PRODUCTION |  |  | Expansion joint | METALLIC BELLOW
20QEU11BR001MR | Air blower fluidizing air expansion joint | 20QEU11BR001 | PRODUCTION |  |  | Expansion joint
10QEU11BR801MR | Air blower fluidizing air expansion joint | 10QEU11BR801 | PRODUCTION |  |  | Expansion joint
10QEU31BR801MR | Air blower fluidizing air expansion joint | 10QEU31BR801 | PRODUCTION |  |  | Expansion joint
10HTE10AT001KT | Bag filter | 10HTE10AT001 | PRODUCTION |  |  | Fabric filter
20HTE10AT001KT | Bag Filter | 20HTE10AT001 | PRODUCTION |  |  | Fabric filter
10QEU41BS001MZ | Conveying air, silencer | 10QEU41BS001 | PRODUCTION |  |  | Silencer
20QEU41BS001MZ | Conveying air, silencer | 20QEU41BS001 | PRODUCTION |  |  | Silencer
00GCF59AA625KA | Ball Valve | 00GCF59AA625 | PRODUCTION |  |  | CPVC SW, Solvent Cement Joint PN 16 | CPVC
00GCF59AA626KA | Ball Valve | 00GCF59AA626 | PRODUCTION |  |  | CPVC SW, Solvent Cement Joint PN 16 | CPVC
00GCC59AN005KN | Degasser Air Blower | 00GCC59AN005 | PRODUCTION |  |  | KASH12 | A 36
00GCC59AN006KN | Degasser Air Blower | 00GCC59AN006 | PRODUCTION |  |  | KASH12 | A 36
00GCN59AP005KP | Bulk acid unloading pump 1 | 00GCN59AP005 | PRODUCTION |  |  | HORIZONTAL CENTRIFUGAL RDZ 25-125 | PP
00GCN59AP006KP | Bulk acid unloading pump 2 | 00GCN59AP006 | PRODUCTION |  |  | HORIZONTAL CENTRIFUGAL RDZ 25-125 | PP
00GBN59AM003KM | Agitator For Morpholine Correction Tank | 00GBN59AM003 | PRODUCTION |  |  | LTS/800/127/35/2 | SS 316
00GBN59AM004KM | Agitator For Morpholine Correction Tank | 00GBN59AM004 | PRODUCTION |  |  | LTS/800/127/35/2 | SS 316
10PAD01CY001-U01 | Vibration transmitter | 10PAD01CY001 | PRODUCTION |  |  | CB 101-Y-100-50-01
20PAD01CY001-U01 | Vibration transmitter | 20PAD01CY001 | PRODUCTION |  |  | CB 101-Y-100-50-01
10PAD01CY002-U01 | Vibration transmitter | 10PAD01CY002 | PRODUCTION |  |  | CB 101-Y-100-50-01
20PAD01CY002-U01 | Vibration transmitter | 20PAD01CY002 | PRODUCTION |  |  | CB 101-Y-100-50-01
10PAD01CY003-U01 | Vibration transmitter | 10PAD01CY003 | PRODUCTION |  |  | CB 101-Y-100-50-01
20PAD01CY003-U01 | Vibration transmitter | 20PAD01CY003 | PRODUCTION |  |  | CB 101-Y-100-50-01
10PAD01CY004-U01 | Vibration transmitter | 10PAD01CY004 | PRODUCTION |  |  | CB 101-Y-100-50-01
20PAD01CY004-U01 | Vibration transmitter | 20PAD01CY004 | PRODUCTION |  |  | CB 101-Y-100-50-01
10PAD01CY005-U01 | Vibration transmitter | 10PAD01CY005 | PRODUCTION |  |  | CB 101-Y-100-50-01
20PAD01CY005-U01 | Vibration transmitter | 20PAD01CY005 | PRODUCTION |  |  | CB 101-Y-100-50-01
10PAD01CY006-U01 | Vibration transmitter | 10PAD01CY006 | PRODUCTION |  |  | CB 101-Y-100-50-01
20PAD01CY006-U01 | Vibration transmitter | 20PAD01CY006 | PRODUCTION |  |  | CB 101-Y-100-50-01
10PAD01CY007-U01 | Vibration transmitter | 10PAD01CY007 | PRODUCTION |  |  | CB 101-Y-100-50-01
20PAD01CY007-U01 | Vibration transmitter | 20PAD01CY007 | PRODUCTION |  |  | CB 101-Y-100-50-01
10PAD01CY008-U01 | Vibration transmitter | 10PAD01CY008 | PRODUCTION |  |  | CB 101-Y-100-50-01
20PAD01CY008-U01 | Vibration transmitter | 20PAD01CY008 | PRODUCTION |  |  | CB 101-Y-100-50-01
10PAD02CY001-U01 | Vibration transmitter | 10PAD02CY001 | PRODUCTION |  |  | CB 101-Y-100-50-01
20PAD02CY001-U01 | Vibration transmitter | 20PAD02CY001 | PRODUCTION |  |  | CB 101-Y-100-50-01
10PAD02CY002-U01 | Vibration transmitter | 10PAD02CY002 | PRODUCTION |  |  | CB 101-Y-100-50-01
20PAD02CY002-U01 | Vibration transmitter | 20PAD02CY002 | PRODUCTION |  |  | CB 101-Y-100-50-01
10PAD02CY003-U01 | Vibration transmitter | 10PAD02CY003 | PRODUCTION |  |  | CB 101-Y-100-50-01
20PAD02CY003-U01 | Vibration transmitter | 20PAD02CY003 | PRODUCTION |  |  | CB 101-Y-100-50-01
10PAD02CY004-U01 | Vibration transmitter | 10PAD02CY004 | PRODUCTION |  |  | CB 101-Y-100-50-01
20PAD02CY004-U01 | Vibration transmitter | 20PAD02CY004 | PRODUCTION |  |  | CB 101-Y-100-50-01
10PAD02CY005-U01 | Vibration transmitter | 10PAD02CY005 | PRODUCTION |  |  | CB 101-Y-100-50-01
20PAD02CY005-U01 | Vibration transmitter | 20PAD02CY005 | PRODUCTION |  |  | CB 101-Y-100-50-01
10PAD02CY006-U01 | Vibration transmitter | 10PAD02CY006 | PRODUCTION |  |  | CB 101-Y-100-50-01
20PAD02CY006-U01 | Vibration transmitter | 20PAD02CY006 | PRODUCTION |  |  | CB 101-Y-100-50-01
10PAD02CY007-U01 | Vibration transmitter | 10PAD02CY007 | PRODUCTION |  |  | CB 101-Y-100-50-01
20PAD02CY007-U01 | Vibration transmitter | 20PAD02CY007 | PRODUCTION |  |  | CB 101-Y-100-50-01
10PAD02CY008-U01 | Vibration transmitter | 10PAD02CY008 | PRODUCTION |  |  | CB 101-Y-100-50-01
20PAD02CY008-U01 | Vibration transmitter | 20PAD02CY008 | PRODUCTION |  |  | CB 101-Y-100-50-01
00GDN59AP010-M01 | H2SO4 dosing pump?1 | 00GDN59AP010 | PRODUCTION |  |  | TEFC | WETTED PARTS ALLOY 20, DIAPHRAGM-PTFE
00GDN59AP011-M01 | H2SO4 dosing pump?2 | 00GDN59AP011 | PRODUCTION |  |  | TEFC | WETTED PARTS ALLOY 20, DIAPHRAGM-PTFE
00GDN59AP012-M01 | H2SO4 dosing pump?3 | 00GDN59AP012 | PRODUCTION |  |  | TEFC | WETTED PARTS ALLOY 20, DIAPHRAGM-PTFE
00GBC59CH001-S01 | Chlorine leak detector near connected tonner | 00GBC59CH001 | PRODUCTION |  |  | MONITOR 1610B
00GBC59CH002-S01 | Chlorine leak detector near chlorinator | 00GBC59CH002 | PRODUCTION |  |  | MONITOR 1610B
00GBC59AW036MZ | Chlorinator | 00GBC59AW036 | PRODUCTION |  |  | Vacuum operated
00GBC59AW037MZ | Chlorinator | 00GBC59AW037 | PRODUCTION |  |  | Vacuum operated
00GBC59BR001MR | Chlorine Manifold Gas Line | 00GBC59BR001 | PRODUCTION |  |  | uPVC Sch80
00GCB59BB001KD | Pressure sand filter-1 | 00GCB59BB001 | PRODUCTION |  |  | ASME,BS:4994-87,PS-15-69 | FRP
00GCB59BB002KD | Pressure sand filter-2 | 00GCB59BB002 | PRODUCTION |  |  | ASME,BS:4994-87,PS-15-69 | FRP
00GCB59BB003KD | Activated carbon filter-1 | 00GCB59BB003 | PRODUCTION |  |  | ASME,BS:4994-87,PS-15-69 | FRP
00GCB59BB004KD | Activated carbon filter-2 | 00GCB59BB004 | PRODUCTION |  |  | ASME,BS:4994-87,PS-15-69 | FRP
00GCF59BB001KD | Strong acid cation exchanger-SAC 1 | 00GCF59BB001 | PRODUCTION |  |  | ASME,BS:4994-87,PS-15-69 | FRP
00GCF59BB002KD | Strong acid cation exchanger-SAC 2 | 00GCF59BB002 | PRODUCTION |  |  | ASME,BS:4994-87,PS-15-69 | FRP
00GCF59BB003KD | Degassed tower | 00GCF59BB003 | PRODUCTION |  |  | ASTM D3299/BS:4994-987 | FRP
00GCF59BB004KD | Degassed water storage tank 1 | 00GCF59BB004 | PRODUCTION |  |  | ASTM D3299/BS:4994-987 | FRP
00GCF59BB005KD | Strong base anion tank 1 | 00GCF59BB005 | PRODUCTION |  |  | ASTM D3299/BS:4994-987 | FRP
00GCF59BB006KD | Strong base anion tank 2 | 00GCF59BB006 | PRODUCTION |  |  | ASTM D3299/BS:4994-987 | FRP
00GCF59BB007KD | Mix bed exchanger 1 | 00GCF59BB007 | PRODUCTION |  |  | ASME,BS:4994-87,PS-15-69 | FRP
00GCF59BB008KD | Mix bed exchanger 2 | 00GCF59BB008 | PRODUCTION |  |  | ASME,BS:4994-87,PS-15-69 | FRP
10HNA40BR802MR | Nid Inlet Flue Gas Duct | 10HNA40BR802 | PRODUCTION |  |  | Expansion joint | SA 240 TP 304
00GCB59AN001KN | Air Blowers For Psf/Mb/N — Pit | 00GCB59AN001 | PRODUCTION |  |  | SR010 | CI
00GCB59AN002KN | Air Blowers For Psf/Mb/N — Pit | 00GCB59AN002 | PRODUCTION |  |  | SR010 | CI
00GCF59AP001-M01 | Degasser water tr. pump 1 | 00GCF59AP001 | PRODUCTION |  |  | ETN050-032-200-1 | CF8M
00GCF59AP002-M01 | Degasser water tr. pump 2 | 00GCF59AP002 | PRODUCTION |  |  | ETN050-032-200-1 | CF8M
00GCN59AP003KP | Bulk caustic unloading pump 1 | 00GCN59AP003 | PRODUCTION |  |  | HORIZONTAL CENTRIFUGAL CPK O 32-125 | CF8M
00GCN59AP004KP | Bulk caustic unloading pump 2 | 00GCN59AP004 | PRODUCTION |  |  | HORIZONTAL CENTRIFUGAL CPK O 32-125 | CF8M
00GCS59AP001KP | N. Pit Transfer Pump 1 | 00GCS59AP001 | PRODUCTION |  |  | CPKO32160 | CF8M
00GCS59AP002KP | N. Pit Transfer Pump 2 | 00GCS59AP002 | PRODUCTION |  |  | CPKO32160 | CF8M
00GMB59AP003KP | ETP PSF BACKWASH PUMP 1 | 00GMB59AP003 | PRODUCTION |  |  | ETN 125-100-250 | A48CL358
00GMB59AP004KP | ETP PSF BACKWASH PUMP 2 | 00GMB59AP004 | PRODUCTION |  |  | ETN 125-100-250 | A48CL358
00GBN59AM001KM | Agitator For Pe Dosing Tank | 00GBN59AM001 | PRODUCTION |  |  | PMP-05-100 | SS 316
00GBN59AM002KM | Agitator For Pe Dosing Tank | 00GBN59AM002 | PRODUCTION |  |  | PMP-05-100 | SS 316
00GMB59AP003-M01 | PSF BACKWASH PUMP 1 | 00GMB59AP003 | PRODUCTION |  |  | IE3 | A48CL358
00GMB59AP004-M01 | PSF BACKWASH PUMP 2 | 00GMB59AP004 | PRODUCTION |  |  | IE3 | A48CL358
00GBC59AN001-M01 | Aeration, gas injection system, blower-1, motor | 00GBC59AN001 | PRODUCTION |  |  | 1LA2 096-2N60
00GBC59AN002-M01 | Aeration, gas injection system, blower-2, motor | 00GBC59AN002 | PRODUCTION |  |  | 1LA2 096-2N60
00GBC59AP001-M01 | Booster Pump-1 | 00GBC59AP001 | PRODUCTION |  |  | TEFC
00GBC59AP002-M01 | Booster Pump-2 | 00GBC59AP002 | PRODUCTION |  |  | TEFC
00GBC59AP003-M01 | Caustic recirculation Pump-1 | 00GBC59AP003 | PRODUCTION |  |  | TEFC
00GBC59AP004-M01 | Caustic recirculation Pump-2 | 00GBC59AP004 | PRODUCTION |  |  | TEFC
00GCS59AP001-M01 | N. Pit Transfer Pump 1 | 00GCS59AP001 | PRODUCTION |  |  | IE3 | CF8M
00GCS59AP002-M01 | N. Pit Transfer Pump 2 | 00GCS59AP002 | PRODUCTION |  |  | IE3 | CF8M
20QCA11AP001-M01 | Phosphate pump 1 - Motor | 20QCA11AP001 | PRODUCTION |  |  | M3BP 80MB 6
20QCA12AP001-M01 | Phosphate pump 2 - Motor | 20QCA12AP001 | PRODUCTION |  |  | M3BP 80MB 6
10HLB10AH001KC | Primary air fan Motor heater | 10HLB10AH001 | PRODUCTION |  |  | Space heater
20HLB10AH001KC | Primary air fan stand-by heater | 20HLB10AH001 | PRODUCTION |  |  | Space heater
20HLB10AH001-M01 | Primary air fan Motor heater - Motor | 20HLB10AH001 | PRODUCTION
10HLB20AH001KC | Overfire air fan Motor heater | 10HLB20AH001 | PRODUCTION |  |  | Space heater
20HLB20AH001KC | Overfire air fan stand-by heater | 20HLB20AH001 | PRODUCTION |  |  | Space heater
20HLB20AH001-M01 | Overfire air fan Motor heater - Motor | 20HLB20AH001 | PRODUCTION
10HNC10AH001KC | Flue gas fan Motor heater | 10HNC10AH001 | PRODUCTION |  |  | Space heater
20HNC10AH001KC | Flue gas fan stand-by heater | 20HNC10AH001 | PRODUCTION |  |  | Space heater
20HNC10AH001-M01 | Flue gas fan Motor heater - Motor | 20HNC10AH001 | PRODUCTION
10HNF20AH001KC | Re-circulation gas fan Motor heater | 10HNF20AH001 | PRODUCTION |  |  | Space heater
20HNF20AH001KC | Re-circulation gas fan Motor heater | 20HNF20AH001 | PRODUCTION |  |  | Space heater
20HNF20AH001-M01 | Re-circulation gas fan Motor heater - Motor | 20HNF20AH001 | PRODUCTION
10HTF11AH001KC | Mixer stand-by heater - Stand-by | 10HTF11AH001 | PRODUCTION |  |  | Space heater
20HTF11AH001KC | Mixer stand-by heater - Stand-by | 20HTF11AH001 | PRODUCTION |  |  | Space heater
10HTF11AH002KC | Air blower fluidizing air power supply | 10HTF11AH002 | PRODUCTION |  |  | Space heater
20HTF11AH002KC | Air blower fluidizing air power supply | 20HTF11AH002 | PRODUCTION |  |  | Space heater
10HTF11AH003KC | Air blower fluidizing air power supply | 10HTF11AH003 | PRODUCTION |  |  | Space heater
20HTF11AH003KC | Air blower fluidizing air power supply | 20HTF11AH003 | PRODUCTION |  |  | Space heater
00GDN59AA101KA | Ball valve | 00GDN59AA101 | PRODUCTION |  |  | TU-2000 - Industrial | CPVC
00GDN59AA102KA | Ball valve | 00GDN59AA102 | PRODUCTION |  |  | TU-2000 - Industrial | CPVC
00GDN59AA103KA | Ball valve | 00GDN59AA103 | PRODUCTION |  |  | TU-2000 - Industrial | CPVC
00GDN59AA104KA | Ball valve | 00GDN59AA104 | PRODUCTION |  |  | TU-2000 - Industrial | CPVC
00GDN59AA105KA | Ball valve | 00GDN59AA105 | PRODUCTION |  |  | TU-2000 - Industrial | CPVC
00GDN59AA106KA | Ball valve | 00GDN59AA106 | PRODUCTION |  |  | TU-2000 - Industrial | CPVC
00GDN59AA107KA | Ball valve | 00GDN59AA107 | PRODUCTION |  |  | TU-2000 - Industrial | CPVC
00GDN59AA108KA | Ball valve | 00GDN59AA108 | PRODUCTION |  |  | TU-2000 - Industrial | CPVC
00GDN59AA109KA | Ball valve | 00GDN59AA109 | PRODUCTION |  |  | TU-2000 - Industrial | CPVC
00GDN59AA110KA | Ball valve | 00GDN59AA110 | PRODUCTION |  |  | TU-2000 - Industrial | CPVC
00GDN59AA111KA | Ball valve | 00GDN59AA111 | PRODUCTION |  |  | TU-2000 - Industrial | CPVC
00GDN59AA112KA | Ball valve | 00GDN59AA112 | PRODUCTION |  |  | TU-2000 - Industrial | CPVC
00GDN59AA113KA | Ball valve | 00GDN59AA113 | PRODUCTION |  |  | TU-2000 - Industrial | CPVC
00GDN59AA114KA | Ball valve | 00GDN59AA114 | PRODUCTION |  |  | TU-2000 - Industrial | CPVC
00GDN59AA115KA | Ball valve | 00GDN59AA115 | PRODUCTION |  |  | TU-2000 - Industrial | CPVC
00GDN59AA116KA | Ball valve | 00GDN59AA116 | PRODUCTION |  |  | TU-2000 - Industrial | CPVC
00GDN59AA117KA | Ball valve | 00GDN59AA117 | PRODUCTION |  |  | TU-2000 - Industrial | CPVC
00BFA10-A | 690 V VFD PMCC-1 | 00BFA10 | PRODUCTION
00GDN59AA118KA | Ball valve | 00GDN59AA118 | PRODUCTION |  |  | TU-2000 - Industrial | CPVC
00GDN59AA119KA | Ball valve | 00GDN59AA119 | PRODUCTION |  |  | TU-2000 - Industrial | CPVC
00GDN59AA120KA | Ball valve | 00GDN59AA120 | PRODUCTION |  |  | TU-2000 - Industrial | CPVC
00GDN59AA121KA | Ball valve | 00GDN59AA121 | PRODUCTION |  |  | TU-2000 - Industrial | CPVC
00GDN59AA122KA | Ball valve | 00GDN59AA122 | PRODUCTION |  |  | TU-2000 - Industrial | CPVC
00GDN59AA123KA | Ball valve | 00GDN59AA123 | PRODUCTION |  |  | TU-2000 - Industrial | CPVC
00GDN59AA124KA | Ball valve | 00GDN59AA124 | PRODUCTION |  |  | TU-2000 - Industrial | CPVC
00GDN59AA125KA | Ball valve | 00GDN59AA125 | PRODUCTION |  |  | TU-2000 - Industrial | CPVC
00GDN59AA126KA | Ball valve | 00GDN59AA126 | PRODUCTION |  |  | TU-2000 - Industrial | CPVC
00GDN59AA127KA | Ball valve | 00GDN59AA127 | PRODUCTION |  |  | TU-2000 - Industrial | CPVC
00GDN59AA128KA | Ball valve | 00GDN59AA128 | PRODUCTION |  |  | TU-2000 - Industrial | CPVC
00GDN59AA129KA | Ball valve | 00GDN59AA129 | PRODUCTION |  |  | TU-2000 - Industrial | CPVC
00GDN59AA130KA | Ball valve | 00GDN59AA130 | PRODUCTION |  |  | TU-2000 - Industrial | CPVC
00GDN59AA131KA | Ball valve | 00GDN59AA131 | PRODUCTION |  |  | TU-2000 - Industrial | CPVC
00GDN59AA132KA | Ball valve | 00GDN59AA132 | PRODUCTION |  |  | TU-2000 - Industrial | CPVC
00GDN59AA133KA | Ball valve | 00GDN59AA133 | PRODUCTION |  |  | TU-2000 - Industrial | CPVC
00GDN59AA134KA | Ball valve | 00GDN59AA134 | PRODUCTION |  |  | TU-2000 - Industrial | CPVC
00GDN59AA135KA | Ball valve | 00GDN59AA135 | PRODUCTION |  |  | TU-2000 - Industrial | CPVC
00GDN59AA136KA | Ball valve | 00GDN59AA136 | PRODUCTION |  |  | TU-2000 - Industrial | CPVC
00GDN59AA137KA | Ball valve | 00GDN59AA137 | PRODUCTION |  |  | TU-2000 - Industrial | CPVC
00GDN59AA138KA | Ball valve | 00GDN59AA138 | PRODUCTION |  |  | TU-2000 - Industrial | CPVC
00GDN59AA139KA | Ball valve | 00GDN59AA139 | PRODUCTION |  |  | TU-2000 - Industrial | CPVC
00GDN59AA140KA | Ball valve | 00GDN59AA140 | PRODUCTION |  |  | TU-2000 - Industrial | CPVC
00GDN59AA141KA | Ball valve | 00GDN59AA141 | PRODUCTION |  |  | TU-2000 - Industrial | CPVC
00GDN59AA142KA | Ball valve | 00GDN59AA142 | PRODUCTION |  |  | TU-2000 - Industrial | CPVC
00GDN59AA143KA | Ball valve | 00GDN59AA143 | PRODUCTION |  |  | TU-2000 - Industrial | CPVC
00GDN59AA144KA | Ball valve | 00GDN59AA144 | PRODUCTION |  |  | TU-2000 - Industrial | CPVC
00GDN59AA145KA | Ball valve | 00GDN59AA145 | PRODUCTION |  |  | TU-2000 - Industrial | CPVC
00GDN59AA146KA | Ball valve | 00GDN59AA146 | PRODUCTION |  |  | TU-2000 - Industrial | CPVC
00GDN59AA147KA | Ball valve | 00GDN59AA147 | PRODUCTION |  |  | TU-2000 - Industrial | CPVC
00GDN59AA148KA | Ball valve | 00GDN59AA148 | PRODUCTION |  |  | TU-2000 - Industrial | CPVC
00GDN59AA150KA | Ball valve | 00GDN59AA150 | PRODUCTION |  |  | TU-2000 - Industrial | CPVC
00GDN59AA151KA | Ball valve | 00GDN59AA151 | PRODUCTION |  |  | TU-2000 - Industrial | CPVC
00GDN59AA152KA | Ball valve | 00GDN59AA152 | PRODUCTION |  |  | TU-2000 - Industrial | CPVC
00GDN59AA153KA | Ball valve | 00GDN59AA153 | PRODUCTION |  |  | TU-2000 - Industrial | CPVC
00GDN59AA154KA | Ball valve | 00GDN59AA154 | PRODUCTION |  |  | TU-2000 - Industrial | CPVC
00GDN59AA155KA | Ball valve | 00GDN59AA155 | PRODUCTION |  |  | TU-2000 - Industrial | CPVC
00GDN59AA156KA | Ball valve | 00GDN59AA156 | PRODUCTION |  |  | TU-2000 - Industrial | CPVC
00GDN59AA157KA | Ball valve | 00GDN59AA157 | PRODUCTION |  |  | TU-2000 - Industrial | CPVC
00GDN59AA162KA | Ball valve | 00GDN59AA162 | PRODUCTION |  |  | TU-2000 - Industrial | CPVC
00GDN59AA163KA | Ball valve | 00GDN59AA163 | PRODUCTION |  |  | TU-2000 - Industrial | CPVC
00GDN59AA164KA | Ball valve | 00GDN59AA164 | PRODUCTION |  |  | TU-2000 - Industrial | CPVC
00GDN59AA165KA | Ball valve | 00GDN59AA165 | PRODUCTION |  |  | TU-2000 - Industrial | CPVC
00GDN59AA301KA | Ball valve | 00GDN59AA301 | PRODUCTION |  |  | TU-2000 - Industrial | CPVC
00GDN59AA302KA | Ball valve | 00GDN59AA302 | PRODUCTION |  |  | TU-2000 - Industrial | CPVC
00GDN59AA303KA | Ball valve | 00GDN59AA303 | PRODUCTION |  |  | TU-2000 - Industrial | CPVC
00GDN59AA304KA | Ball valve | 00GDN59AA304 | PRODUCTION |  |  | TU-2000 - Industrial | CPVC
00GDN59AA305KA | Ball valve | 00GDN59AA305 | PRODUCTION |  |  | TU-2000 - Industrial | CPVC
00GDN59AA306KA | Ball valve | 00GDN59AA306 | PRODUCTION |  |  | TU-2000 - Industrial | CPVC
00GDN59AA307KA | Ball valve | 00GDN59AA307 | PRODUCTION |  |  | TU-2000 - Industrial | CPVC
00GDN59AA311KA | Ball valve | 00GDN59AA311 | PRODUCTION |  |  | TU-2000 - Industrial | CPVC
00GDN59AA312KA | Ball valve | 00GDN59AA312 | PRODUCTION |  |  | TU-2000 - Industrial | CPVC
00GDN59AA313KA | Ball valve | 00GDN59AA313 | PRODUCTION |  |  | TU-2000 - Industrial | CPVC
00GDN59AA314KA | Ball valve | 00GDN59AA314 | PRODUCTION |  |  | TU-2000 - Industrial | CPVC
00GDN59AA315KA | Ball valve | 00GDN59AA315 | PRODUCTION |  |  | TU-2000 - Industrial | CPVC
00GDN59AA316KA | Ball valve | 00GDN59AA316 | PRODUCTION |  |  | TU-2000 - Industrial | CPVC
00GDN59AA317KA | Ball valve | 00GDN59AA317 | PRODUCTION |  |  | TU-2000 - Industrial | CPVC
00GDN59AA321KA | Ball valve | 00GDN59AA321 | PRODUCTION |  |  | TU-2000 - Industrial | CPVC
00GDN59AA322KA | Ball valve | 00GDN59AA322 | PRODUCTION |  |  | TU-2000 - Industrial | CPVC
00GDN59AA323KA | Ball valve | 00GDN59AA323 | PRODUCTION |  |  | TU-2000 - Industrial | CPVC
00GDN59AA324KA | Ball valve | 00GDN59AA324 | PRODUCTION |  |  | TU-2000 - Industrial | CPVC
00GDN59AA325KA | Ball valve | 00GDN59AA325 | PRODUCTION |  |  | TU-2000 - Industrial | CPVC
00GDN59AA326KA | Ball valve | 00GDN59AA326 | PRODUCTION |  |  | TU-2000 - Industrial | CPVC
00GDN59AA327KA | Ball valve | 00GDN59AA327 | PRODUCTION |  |  | TU-2000 - Industrial | CPVC
00GDN59AA331KA | Ball valve | 00GDN59AA331 | PRODUCTION |  |  | TU-2000 - Industrial | CPVC
00GDN59AA332KA | Ball valve | 00GDN59AA332 | PRODUCTION |  |  | TU-2000 - Industrial | CPVC
00GDN59AA333KA | Ball valve | 00GDN59AA333 | PRODUCTION |  |  | TU-2000 - Industrial | CPVC
00GDN59AA334KA | Ball valve | 00GDN59AA334 | PRODUCTION |  |  | TU-2000 - Industrial | CPVC
00GDN59AA335KA | Ball valve | 00GDN59AA335 | PRODUCTION |  |  | TU-2000 - Industrial | CPVC
00GDN59AA336KA | Ball valve | 00GDN59AA336 | PRODUCTION |  |  | TU-2000 - Industrial | CPVC
00GDN59AA337KA | Ball valve | 00GDN59AA337 | PRODUCTION |  |  | TU-2000 - Industrial | CPVC
00GDN59AA338KA | Ball valve | 00GDN59AA338 | PRODUCTION |  |  | TU-2000 - Industrial | CPVC
00GDN59AA401KA | Ball valve | 00GDN59AA401 | PRODUCTION |  |  | TU-2000 - Industrial | CPVC
00GDN59AA402KA | Ball valve | 00GDN59AA402 | PRODUCTION |  |  | TU-2000 - Industrial | CPVC
00GDN59AA403KA | Ball valve | 00GDN59AA403 | PRODUCTION |  |  | TU-2000 - Industrial | CPVC
00GDN59AA404KA | Ball valve | 00GDN59AA404 | PRODUCTION |  |  | TU-2000 - Industrial | CPVC
00GDN59AA411KA | Ball valve | 00GDN59AA411 | PRODUCTION |  |  | TU-2000 - Industrial | CPVC
00GDN59AA412KA | Ball valve | 00GDN59AA412 | PRODUCTION |  |  | TU-2000 - Industrial | CPVC
00GDN59AA413KA | Ball valve | 00GDN59AA413 | PRODUCTION |  |  | TU-2000 - Industrial | CPVC
00GDN59AA414KA | Ball valve | 00GDN59AA414 | PRODUCTION |  |  | TU-2000 - Industrial | CPVC
00GDN59AA421KA | Ball valve | 00GDN59AA421 | PRODUCTION |  |  | TU-2000 - Industrial | CPVC
00GDN59AA422KA | Ball valve | 00GDN59AA422 | PRODUCTION |  |  | TU-2000 - Industrial | CPVC
00GDN59AA423KA | Ball valve | 00GDN59AA423 | PRODUCTION |  |  | TU-2000 - Industrial | CPVC
00GDN59AA424KA | Ball valve | 00GDN59AA424 | PRODUCTION |  |  | TU-2000 - Industrial | CPVC
00GDN59AA431KA | Ball valve | 00GDN59AA431 | PRODUCTION |  |  | TU-2000 - Industrial | CPVC
00GDN59AA432KA | Ball valve | 00GDN59AA432 | PRODUCTION |  |  | TU-2000 - Industrial | CPVC
00GDN59AA433KA | Ball valve | 00GDN59AA433 | PRODUCTION |  |  | TU-2000 - Industrial | CPVC
00GDN59AA434KA | Ball valve | 00GDN59AA434 | PRODUCTION |  |  | TU-2000 - Industrial | CPVC
00GDN59AA501KA | Relief valve | 00GDN59AA501 | PRODUCTION |  |  | TU-2000 - Industrial | CPVC
00GDN59AA502KA | Relief valve | 00GDN59AA502 | PRODUCTION |  |  | TU-2000 - Industrial | CPVC
00GDN59AA503KA | Relief valve | 00GDN59AA503 | PRODUCTION |  |  | TU-2000 - Industrial | CPVC
00GDN59AA504KA | Relief valve | 00GDN59AA504 | PRODUCTION |  |  | TU-2000 - Industrial | CPVC
00GDN59AA601KA | Ball valve | 00GDN59AA601 | PRODUCTION |  |  | TU-2000 - Industrial | CPVC
00GDN59AA602KA | Ball valve | 00GDN59AA602 | PRODUCTION |  |  | TU-2000 - Industrial | CPVC
00GDN59AA603KA | Ball valve | 00GDN59AA603 | PRODUCTION |  |  | TU-2000 - Industrial | CPVC
00GDN59AA611KA | Ball valve | 00GDN59AA611 | PRODUCTION |  |  | TU-2000 - Industrial | CPVC
00GDN59AA612KA | Ball valve | 00GDN59AA612 | PRODUCTION |  |  | TU-2000 - Industrial | CPVC
00GDN59AA613KA | Ball valve | 00GDN59AA613 | PRODUCTION |  |  | TU-2000 - Industrial | CPVC
00GDN59AA621KA | Ball valve | 00GDN59AA621 | PRODUCTION |  |  | TU-2000 - Industrial | CPVC
00GDN59AA622KA | Ball valve | 00GDN59AA622 | PRODUCTION |  |  | TU-2000 - Industrial | CPVC
00GDN59AA623KA | Ball valve | 00GDN59AA623 | PRODUCTION |  |  | TU-2000 - Industrial | CPVC
00GDN59AA701KA | Check Valve | 00GDN59AA701 | PRODUCTION |  |  | TU-2000 - Industrial | CPVC
00GDN59AA702KA | Check Valve | 00GDN59AA702 | PRODUCTION |  |  | TU-2000 - Industrial | CPVC
00GDN59AA703KA | Check Valve | 00GDN59AA703 | PRODUCTION |  |  | TU-2000 - Industrial | CPVC
00GDN59AA711KA | Check Valve | 00GDN59AA711 | PRODUCTION |  |  | TU-2000 - Industrial | CPVC
00GDN59AA712KA | Check Valve | 00GDN59AA712 | PRODUCTION |  |  | TU-2000 - Industrial | CPVC
00GDN59AA713KA | Check Valve | 00GDN59AA713 | PRODUCTION |  |  | TU-2000 - Industrial | CPVC
00GDN59AA721KA | Check Valve | 00GDN59AA721 | PRODUCTION |  |  | TU-2000 - Industrial | CPVC
00GDN59AA722KA | Check Valve | 00GDN59AA722 | PRODUCTION |  |  | TU-2000 - Industrial | CPVC
00GDN59AA723KA | Check Valve | 00GDN59AA723 | PRODUCTION |  |  | TU-2000 - Industrial | CPVC
00GDN59AA731KA | Check Valve | 00GDN59AA731 | PRODUCTION |  |  | TU-2000 - Industrial | CPVC
00GDN59AA732KA | Check Valve | 00GDN59AA732 | PRODUCTION |  |  | TU-2000 - Industrial | CPVC
00GDN59AA733KA | Check Valve | 00GDN59AA733 | PRODUCTION |  |  | TU-2000 - Industrial | CPVC
10QEB11BB001KD | Service Air Receiver | 10QEB11BB001 | PRODUCTION |  |  | Fabricated tank in line with ASME Sec.VIII Div.1 ,UG-27
20QEB11BB001KD | Service Air Receiver | 20QEB11BB001 | PRODUCTION |  |  | Fabricated tank in line with ASME Sec.VIII Div.1 ,UG-27
10QFA11AN001KN | Oil Free Screw Air Compressor -A | 10QFA11AN001 | PRODUCTION |  |  | Oil Free Screw Compressor / Model ZR 200
10QFA11AT001KT | Air Dryer -A | 10QFA11AT001 | PRODUCTION |  |  | Refrigeration type / Model FD285
20QFA11AT001KT | Air Dryer -A | 20QFA11AT001 | PRODUCTION |  |  | Refrigeration type / Model FD285
10QFA12AN001KN | Oil Free Screw Air Compressor -B | 10QFA12AN001 | PRODUCTION |  |  | Oil Free Screw Compressor / Model ZR 200
10QFA12AT001KT | Air Dryer -B | 10QFA12AT001 | PRODUCTION |  |  | Refrigeration type / Model FD285
20QFA12AT001KT | Air Dryer -B | 20QFA12AT001 | PRODUCTION |  |  | Refrigeration type / Model FD285
10QFA13AN001KN | Oil Free Screw Air Compressor -C | 10QFA13AN001 | PRODUCTION |  |  | Oil Free Screw Compressor / Model ZR 200
10QFA13AT001KT | Air Dryer -C | 10QFA13AT001 | PRODUCTION |  |  | Refrigeration type / Model FD285
20QFA13AT001KT | Air Dryer -C | 20QFA13AT001 | PRODUCTION |  |  | Refrigeration type / Model FD285
10QFB11BB001KD | Instrument Air Receiver : 10 m3 | 10QFB11BB001 | PRODUCTION |  |  | Fabricated tank in line with ASME Sec.VIII Div.1 ,UG-27
20QFB11BB001KD | Instrument Air Receiver : 10 m3 | 20QFB11BB001 | PRODUCTION |  |  | Fabricated tank in line with ASME Sec.VIII Div.1 ,UG-27
10HAN12AA151-M01 | Boiler blow-down valve - Electric actuator - Motor | 10HAN12AA151 | PRODUCTION |  |  | SA 07.6-A.22/AC 01.2
20HAN12AA151-M01 | Boiler blow-down valve - Electric actuator - Motor | 20HAN12AA151 | PRODUCTION |  |  | SA 07.6-A.22/AC 01.2
10HAN90AA151-M01 | Motor blow-down tank control valve - Electric actuator - Motor | 10HAN90AA151 | PRODUCTION |  |  | SA 07.6-A.22/AC 01.2
20HAN90AA151QN | Motor blow-down tank control valve - Electric actuator | 20HAN90AA151 | PRODUCTION |  |  | SA 07.6-A.22/AC 01.2
20HCB20AA101QN | Actuator, Motor valve | 20HCB20AA101 | PRODUCTION |  |  | SA 07.2-A.32/AC 01.2
20HCB30AA101QN | Actuator, Motor valve | 20HCB30AA101 | PRODUCTION |  |  | SA 07.2-A.32/AC 01.2
10HNF10AA101QN | Actuator, On/Off Damper | 10HNF10AA101 | PRODUCTION
20HNF10AA101QN | Actuator, On/Off Damper | 20HNF10AA101 | PRODUCTION
10LAB40AA005-M01 | BFP-1 discharge | 10LAB40AA005 | PRODUCTION |  |  | SA25 | SA216WCB
10LAB40AA010-M01 | Bypass valve for BFP-1 discharge | 10LAB40AA010 | PRODUCTION |  |  | AUMA | SA216WCB
10LAB60AA025KA | Feed Water Inlet To Hp Heater | 10LAB60AA025 | PRODUCTION |  |  | SA25 | SA216WCB
10LAB60AA035-M01 | Bypass of HP heater | 10LAB60AA035 | PRODUCTION |  |  | SA25 | SA216WCB
10LAB60AA045KA | Feed Water Outlet From Hp Heater | 10LAB60AA045 | PRODUCTION |  |  | SA25 | SA216WCB
10LAB60AA125KA | Bypass Valve For Feed Water Inlet To Hp Heater | 10LAB60AA125 | PRODUCTION |  |  | SA25 | SA216WCB
10LAB60AA135-M01 | Bypass of feedwater bypass line of HP heater | 10LAB60AA135 | PRODUCTION |  |  | SA25 | SA216WCB
10LAB60AA145-M01 | Bypass valve for Feed water outlet to HP heater | 10LAB60AA145 | PRODUCTION |  |  | SA25 | SA216WCB
10LAE10AA101QN | Spray water motor valve - Electric actuator | 10LAE10AA101 | PRODUCTION |  |  | SA 10.2-A.16/AC 01.2
20LAE10AA101QN | Spray water motor valve - Electric actuator | 20LAE10AA101 | PRODUCTION |  |  | SA 10.2-A.16/AC 01.2
10LBA10AA017KA | Main Steam Line To Turbine | 10LBA10AA017 | PRODUCTION |  |  | SA100 | SA 217 WC9
10LBA30AA101KA | Steam blowing to Atmosphere | 10LBA30AA101 | PRODUCTION |  |  | SA50 | SA216-WCB
10LBH10AA151-M01 | Start-up line control valve - Electric actuator - Motor | 10LBH10AA151 | PRODUCTION |  |  | SA 14.2-A.45/AC 01.2
20LBH10AA151-M01 | Start-up line control valve - Electric actuator - Motor | 20LBH10AA151 | PRODUCTION |  |  | SA 14.2-A.45/AC 01.2
10LBH50AA102-M01 | Start up vent | 10LBH50AA102 | PRODUCTION |  |  | SAR12 | SA217-WC9
10LBQ10AA008-M01 | Bleed Steam to HP heater | 10LBQ10AA008 | PRODUCTION |  |  | SAR25 | SA216 GR WCB
10LBS10AA007-M01 | Bleed to LP heater | 10LBS10AA007 | PRODUCTION |  |  | SA25 | SA216WCB
10LBS40AA101-M01 | Bleed Steam to Deaerator | 10LBS40AA101 | PRODUCTION |  |  | SA12 | SA 216 - WCB
10LCA40AA014-M01 | Feed water inlet to LP heater | 10LCA40AA014 | PRODUCTION |  |  | SA12 | SA216WCB
10LCA40AA015-M01 | Bypass of LP heater | 10LCA40AA015 | PRODUCTION |  |  | SA12 | SA216WCB
10LCA40AA016-M01 | Feed water out-let from LP heater | 10LCA40AA016 | PRODUCTION |  |  | SA12 | SA216WCB
00GAC01AA001QN | River water intake pump outlet BFV MOV-1 | 00GAC01AA001 | PRODUCTION |  |  | SA6E08/SA6E16
00GAC02AA001QN | River water intake pump outlet BFV MOV-2 | 00GAC02AA001 | PRODUCTION |  |  | SA6E08/SA6E16
00GAC03AA001QN | River water intake pump outlet BFV MOV-3 | 00GAC03AA001 | PRODUCTION |  |  | SA6E08/SA6E16
00GAC04AA001QN | River water intake pump Recirculation BFV MOV-1 | 00GAC04AA001 | PRODUCTION |  |  | SA6E08/SA6E16
00GHC05AA002QN | DM Makeup transfer pump-1 Outlet MOV | 00GHC05AA002 | PRODUCTION |  |  | SA12A45
00GHC07AA002QN | DM Makeup transfer pump-2 Outlet MOV | 00GHC07AA002 | PRODUCTION |  |  | SA12A45
00GHC09AA002QN | DM Makeup transfer pump-3 Outlet MOV | 00GHC09AA002 | PRODUCTION |  |  | SA12A45
00GHC17AA001QN | Boiler Initial Fill pump Outlet MOV | 00GHC17AA001 | PRODUCTION |  |  | SA3A45
00GHC21AA001QN | DM Water storage tank Makeup line MOV | 00GHC21AA001 | PRODUCTION |  |  | SA12A45(ON/OFF) | SSASTMA182F304
10PAD01AA102-Y01 | Circulating water pump-1 Outlet BFV MOV | 10PAD01AA102 | PRODUCTION |  |  | SA12E45
20PAD01AA102-Y01 | Circulating water pump-3 Outlet BFV MOV | 20PAD01AA102 | PRODUCTION |  |  | SA12E45
00PAD02AA101QN | CW Recirculation line BFV MOV | 00PAD02AA101 | PRODUCTION |  |  | SA12E45
20PAD02AA102-Y01 | Circulating water pump-4 Outlet BFV MOV | 20PAD02AA102 | PRODUCTION |  |  | SA12E45
10PAD04AA101-Y01 | Condenser-1 water box A Inlet BFV MOV | 10PAD04AA101 | PRODUCTION |  |  | SA12E45
20PAD04AA101-Y01 | Condenser-2 water box A Inlet BFV MOV | 20PAD04AA101 | PRODUCTION |  |  | SA12E45
10PAD05AA101-Y01 | Condenser-1 water box B Inlet BFV MOV | 10PAD05AA101 | PRODUCTION |  |  | SA12E45
20PAD05AA101-Y01 | Condenser-2 water box B Inlet BFV MOV | 20PAD05AA101 | PRODUCTION |  |  | SA12E45
10PAD06AA101-Y01 | Condenser-1 water box A Outlet BFV MOV | 10PAD06AA101 | PRODUCTION |  |  | SA12E45
20PAD06AA101-Y01 | Condenser-2 water box A Outlet BFV MOV | 20PAD06AA101 | PRODUCTION |  |  | SA12E45
10PAD07AA101-Y01 | Condenser-1 water box B Outlet BFV MOV | 10PAD07AA101 | PRODUCTION |  |  | SA12E45
20PAD07AA101-Y01 | Condenser-2 water box B Outlet BFV MOV | 20PAD07AA101 | PRODUCTION |  |  | SA12E45
10HJN11AA001KA | Shut-off valve | 10HJN11AA001 | PRODUCTION |  |  | 77-40FB-S1-15-C | EN1.4404
20HJN11AA001KA | Shut-off valve | 20HJN11AA001 | PRODUCTION |  |  | 77-40FB-S1-15-C | EN1.4404
10HJN11AA051KA | Check Valve (general) | 10HJN11AA051 | PRODUCTION |  |  | WC-100 | EN1.4404
20HJN11AA051KA | Check Valve (general) | 20HJN11AA051 | PRODUCTION |  |  | WC-100 | EN1.4404
10HJN11AA201KA | Quick shut-off valve | 10HJN11AA201 | PRODUCTION |  |  | 77-40FB-S1-15-C | AISI 316
20HJN11AA201KA | Quick shut-off valve | 20HJN11AA201 | PRODUCTION |  |  | 77-40FB-S1-15-C | AISI 316
10HJN12AA051KA | Check Valve (general) | 10HJN12AA051 | PRODUCTION |  |  | WC-100 | EN1.4404
20HJN12AA051KA | Check Valve (general) | 20HJN12AA051 | PRODUCTION |  |  | WC-100 | EN1.4404
10HJN12AA201KA | Quick shut-off valve | 10HJN12AA201 | PRODUCTION |  |  | 77-40FB-S1-15-C | AISI 316
20HJN12AA201KA | Quick shut-off valve | 20HJN12AA201 | PRODUCTION |  |  | 77-40FB-S1-15-C | AISI 316
10HJN21AA001KA | Shut-off valve | 10HJN21AA001 | PRODUCTION |  |  | 77-40FB-S1-15-C | EN1.4404
20HJN21AA001KA | Shut-off valve | 20HJN21AA001 | PRODUCTION |  |  | 77-40FB-S1-15-C | EN1.4404
10HJN21AA051KA | Check Valve (general) | 10HJN21AA051 | PRODUCTION |  |  | WC-100 | EN1.4404
20HJN21AA051KA | Check Valve (general) | 20HJN21AA051 | PRODUCTION |  |  | WC-100 | EN1.4404
10HJN21AA201KA | Quick shut-off valve | 10HJN21AA201 | PRODUCTION |  |  | 77-40FB-S1-15-C | AISI 316
20HJN21AA201KA | Quick shut-off valve | 20HJN21AA201 | PRODUCTION |  |  | 77-40FB-S1-15-C | AISI 316
10HJN22AA051KA | Check Valve (general) | 10HJN22AA051 | PRODUCTION |  |  | WC-100 | EN1.4404
20HJN22AA051KA | Check Valve (general) | 20HJN22AA051 | PRODUCTION |  |  | WC-100 | EN1.4404
10HJN22AA201KA | Quick shut-off valve | 10HJN22AA201 | PRODUCTION |  |  | 77-40FB-S1-15-C | AISI 316
20HJN22AA201KA | Quick shut-off valve | 20HJN22AA201 | PRODUCTION |  |  | 77-40FB-S1-15-C | AISI 316
10HJQ11AA001KA | Shut-off valve | 10HJQ11AA001 | PRODUCTION |  |  | 77-40FB-S1-15-C | AISI 316
20HJQ11AA001KA | Shut-off valve | 20HJQ11AA001 | PRODUCTION |  |  | 77-40FB-S1-15-C | AISI 316
10HJQ21AA001KA | Shut-off valve | 10HJQ21AA001 | PRODUCTION |  |  | 77-40FB-S1-15-C | AISI 316
20HJQ21AA001KA | Shut-off valve | 20HJQ21AA001 | PRODUCTION |  |  | 77-40FB-S1-15-C | AISI 316
20HDB20AA001KA | Ball Valve | 20HDB20AA001 | PRODUCTION |  |  | R1 1/2", 20M-20C | CF8M
10HTP22AA001KA | Ball Valve | 10HTP22AA001 | PRODUCTION |  |  | R1 1/2", 20M-20C
20HTP22AA001KA | Ball Valve | 20HTP22AA001 | PRODUCTION |  |  | R1 1/2", 20M-20C
10QEB60AA002KA | Central compressed air and carrier air distribution system, Ball valve | 10QEB60AA002 | PRODUCTION |  |  | R1"
10QFB60AA001KA | Ball Valve | 10QFB60AA001 | PRODUCTION |  |  | R½", 20M-20C | CF8M
H10240 | 11KV Switchgear Out going Feeder VCB to VFDT-3 | 00BBA10 | PRODUCTION
20QFB60AA001KA | Ball Valve | 20QFB60AA001 | PRODUCTION |  |  | R½", 20M-20C | CF8M
10QFB70AA001KA | Ball Valve | 10QFB70AA001 | PRODUCTION |  |  | R1 1/2", 20M-20C
20QFB70AA001KA | Ball Valve | 20QFB70AA001 | PRODUCTION |  |  | R1 1/2", 20M-20C
10QFB80AA001KA | Ball Valve | 10QFB80AA001 | PRODUCTION |  |  | R½", 20M-20C
10PGB38CP502QP | Pressure gauge | 10PGB38CP502 | PRODUCTION |  |  | AL-F-3-4NM-0/10 KG/CM2 | STAINLESS STEEL
20PGB38CP502QP | Pressure gauge | 20PGB38CP502 | PRODUCTION |  |  | AL-F-3-4NM-0/10 KG/CM2 | STAINLESS STEEL
10PGB38CP503QP | Pressure gauge | 10PGB38CP503 | PRODUCTION |  |  | AL-F-3-4NM-0/10 KG/CM2 | STAINLESS STEEL
20PGB38CP503QP | Pressure gauge | 20PGB38CP503 | PRODUCTION |  |  | AL-F-3-4NM-0/10 KG/CM2 | STAINLESS STEEL
10QUC10CP501QP | Pressure Gauge | 10QUC10CP501 | PRODUCTION |  |  | AL-F-3-4NM-0/10 KG/CM2 | STAINLESS STEEL
20QUC10CP501QP | Pressure Gauge | 20QUC10CP501 | PRODUCTION |  |  | AL-F-3-4NM-0/10 KG/CM2 | STAINLESS STEEL
10QUC11CP501QP | Pressure Gauge | 10QUC11CP501 | PRODUCTION |  |  | AL-F-3-4NM-0/10 KG/CM2 | STAINLESS STEEL
20QUC11CP501QP | Pressure Gauge | 20QUC11CP501 | PRODUCTION |  |  | AL-F-3-4NM-0/10 KG/CM2 | STAINLESS STEEL
10QUC11CT302QP | Temperature Gauge | 10QUC11CT302 | PRODUCTION |  |  | CB-F-4-4NM | STAINLESS STEEL
20QUC11CT302QP | Temperature Gauge | 20QUC11CT302 | PRODUCTION |  |  | CB-F-4-4NM | STAINLESS STEEL
10QUC12CP501QP | Pressure Gauge | 10QUC12CP501 | PRODUCTION |  |  | AL-F-3-4NM-0/10 KG/CM2 | STAINLESS STEEL
20QUC12CP501QP | Pressure Gauge | 20QUC12CP501 | PRODUCTION |  |  | AL-F-3-4NM-0/10 KG/CM2 | STAINLESS STEEL
10QUC12CT302QP | Temperature Gauge | 10QUC12CT302 | PRODUCTION |  |  | CB-F-4-4NM | STAINLESS STEEL
20QUC12CT302QP | Temperature Gauge | 20QUC12CT302 | PRODUCTION |  |  | CB-F-4-4NM | STAINLESS STEEL
10QUC14CP501QP | Pressure Gauge | 10QUC14CP501 | PRODUCTION |  |  | AL-F-3-4NM-0/10 KG/CM2 | STAINLESS STEEL
20QUC14CP501QP | Pressure Gauge | 20QUC14CP501 | PRODUCTION |  |  | AL-F-3-4NM-0/10 KG/CM2 | STAINLESS STEEL
10QUC14CT302QP | Temperature Gauge | 10QUC14CT302 | PRODUCTION |  |  | CB-F-4-4NM | STAINLESS STEEL
20QUC14CT302QP | Temperature Gauge | 20QUC14CT302 | PRODUCTION |  |  | CB-F-4-4NM | STAINLESS STEEL
10QUC15CP501QP | Pressure Gauge | 10QUC15CP501 | PRODUCTION |  |  | AL-F-3-4NM-0/10 KG/CM2 | STAINLESS STEEL
20QUC15CP501QP | Pressure Gauge | 20QUC15CP501 | PRODUCTION |  |  | AL-F-3-4NM-0/10 KG/CM2 | STAINLESS STEEL
10QUC15CT302QP | Temperature Gauge | 10QUC15CT302 | PRODUCTION |  |  | CB-F-4-4NM | STAINLESS STEEL
20QUC15CT302QP | Temperature Gauge | 20QUC15CT302 | PRODUCTION |  |  | CB-F-4-4NM | STAINLESS STEEL
10QUC16CP501QP | Pressure Gauge | 10QUC16CP501 | PRODUCTION |  |  | AL-F-3-4NM-0/10 KG/CM2 | STAINLESS STEEL
20QUC16CP501QP | Pressure Gauge | 20QUC16CP501 | PRODUCTION |  |  | AL-F-3-4NM-0/10 KG/CM2 | STAINLESS STEEL
10HTJ11AF001KF-M01 | Big bag station lime feeder Motor | 10HTJ11AF001 | PRODUCTION
10QUC16CT302QP | Temperature Gauge | 10QUC16CT302 | PRODUCTION |  |  | CB-F-4-4NM | STAINLESS STEEL
20QUC16CT302QP | Temperature Gauge | 20QUC16CT302 | PRODUCTION |  |  | CB-F-4-4NM | STAINLESS STEEL
10QUD10CP501QP | Pressure Gauge | 10QUD10CP501 | PRODUCTION |  |  | AL-F-3-4NM-0/10 KG/CM2 | STAINLESS STEEL
20QUD10CP501QP | Pressure Gauge | 20QUD10CP501 | PRODUCTION |  |  | AL-F-3-4NM-0/10 KG/CM2 | STAINLESS STEEL
10QUD10CT302QP | Temperature Gauge | 10QUD10CT302 | PRODUCTION |  |  | CB-F-4-4NM | STAINLESS STEEL
20QUD10CT302QP | Temperature Gauge | 20QUD10CT302 | PRODUCTION |  |  | CB-F-4-4NM | STAINLESS STEEL
00URS | Strainers | 00UR | PRODUCTION
10QUE10CP501QP | Pressure Gauge | 10QUE10CP501 | PRODUCTION |  |  | AL-F-3-4NM-0/10 KG/CM2 | STAINLESS STEEL
20QUE10CP501QP | Pressure Gauge | 20QUE10CP501 | PRODUCTION |  |  | AL-F-3-4NM-0/10 KG/CM2 | STAINLESS STEEL
10QUE10CT302QP | Temperature Gauge | 10QUE10CT302 | PRODUCTION |  |  | CB-F-4-4NM | STAINLESS STEEL
20QUE10CT302QP | Temperature Gauge | 20QUE10CT302 | PRODUCTION |  |  | CB-F-4-4NM | STAINLESS STEEL
10QUF10CP501QP | Pressure Gauge | 10QUF10CP501 | PRODUCTION |  |  | AL-F-3-4NM-0/10 KG/CM2 | STAINLESS STEEL
20QUF10CP501QP | Pressure Gauge | 20QUF10CP501 | PRODUCTION |  |  | AL-F-3-4NM-0/10 KG/CM2 | STAINLESS STEEL
10QUF10CT302QP | Temperature Gauge | 10QUF10CT302 | PRODUCTION |  |  | CB-F-4-4NM | STAINLESS STEEL
20QUF10CT302QP | Temperature Gauge | 20QUF10CT302 | PRODUCTION |  |  | CB-F-4-4NM | STAINLESS STEEL
10HAN40BS001MZ | Blow-off Silencer for Boiler 1 | 10HAN40BS001 | PRODUCTION |  | SERIAL NO.: 21630-1.1/-1.2/-1.3/-1.4) | Serial no.: 21630-1.1/-1.2/-1.3/-1.4) | 16Mo3
10LBH50BS001MZ | Silencer | 10LBH50BS001 | PRODUCTION |  |  | BBMP-11133 - Ref. No.
20LBH50BS001MZ | Silencer | 20LBH50BS001 | PRODUCTION |  |  | BBMP-11133 - Ref. No.
10QCC10AA001KA | Ball valve | 10QCC10AA001 | PRODUCTION |  |  | 25NB 800SWN | CF8
10QCC10AA002KA | Ball valve | 10QCC10AA002 | PRODUCTION |  |  | 25NB 800SWN | CF8
10QCC10AA003KA | Ball valve | 10QCC10AA003 | PRODUCTION |  |  | 25NB 800SWN | CF8
10QCC10AA004KA | Ball valve | 10QCC10AA004 | PRODUCTION |  |  | 25NB 800SWN | CF8
10QCC10AA005KA | Ball valve | 10QCC10AA005 | PRODUCTION |  |  | 25NB 800SWN | CF8
10QCC10AA006KA | Ball valve | 10QCC10AA006 | PRODUCTION |  |  | 25NB 800SWN | CF8
10QCC10AA007KA | Ball valve | 10QCC10AA007 | PRODUCTION |  |  | 25NB 800SWN | CF8
10QCC10AA008KA | Ball valve | 10QCC10AA008 | PRODUCTION |  |  | 25NB 800SWN | CF8
10QCC10AA009KA | Ball valve | 10QCC10AA009 | PRODUCTION |  |  | 25NB 800SWN | CF8
10QCC10AA010KA | Ball valve | 10QCC10AA010 | PRODUCTION |  |  | 25NB 800SWN | CF8
10QCC10AA011KA | Ball valve | 10QCC10AA011 | PRODUCTION |  |  | 25NB 800SWN | CF8
10QCC10AA012KA | Ball valve | 10QCC10AA012 | PRODUCTION |  |  | 25NB 800SWN | CF8
10QCC10AA013KA | Ball valve | 10QCC10AA013 | PRODUCTION |  |  | 25NB 800SWN | CF8
10QCC10AA014KA | Ball valve | 10QCC10AA014 | PRODUCTION |  |  | 25NB 800SWN | CF8
10QCC10AA015KA | Ball valve | 10QCC10AA015 | PRODUCTION |  |  | 25NB 800SWN | CF8
10QCC10AA016KA | Ball valve | 10QCC10AA016 | PRODUCTION |  |  | 25NB 800SWN | CF8
10QCC10AA017KA | Ball valve | 10QCC10AA017 | PRODUCTION |  |  | 25NB 800SWN | CF8
10QCC10AA018KA | Ball valve | 10QCC10AA018 | PRODUCTION |  |  | 25NB 800SWN | CF8
10QCC10AA019KA | Ball valve | 10QCC10AA019 | PRODUCTION |  |  | 25NB 800SWN | CF8
10QCC10AA020KA | Ball valve | 10QCC10AA020 | PRODUCTION |  |  | 800SWN 25NB | CF8
10QCC10AA021KA | Ball valve | 10QCC10AA021 | PRODUCTION |  |  | 800SWN 25NB | CF8
10QCC10AA022KA | Ball valve | 10QCC10AA022 | PRODUCTION |  |  | 800SWN 25NB | CF8
10QCC10AA023KA | Ball valve | 10QCC10AA023 | PRODUCTION |  |  | 800SWN 25NB | CF8
10QCC10AA024KA | Ball valve | 10QCC10AA024 | PRODUCTION |  |  | 800SWN 25NB | CF8
10QCC10AA025KA | Ball valve | 10QCC10AA025 | PRODUCTION |  |  | 800SWN 25NB | CF8
10QCC10AA026KA | Ball valve | 10QCC10AA026 | PRODUCTION |  |  | 800SWN 25NB | CF8
10QCC10AA027KA | Ball valve | 10QCC10AA027 | PRODUCTION |  |  | 800SWN 25NB | CF8
10QCC10AA028KA | Hydrazine dosing, non return valve | 10QCC10AA028 | PRODUCTION |  |  | 800SWN 15NB | CF8
10QCC10AA029KA | Hydrazine dosing, non return valve | 10QCC10AA029 | PRODUCTION |  |  | 800SWN 15NB | CF8
10QCC10AA030KA | Hydrazine dosing, non return valve | 10QCC10AA030 | PRODUCTION |  |  | 800SW | F304
10QCC10AA031KA | Hydrazine dosing, non return valve | 10QCC10AA031 | PRODUCTION |  |  | 800SW | F304
10QCC10AA032KA | Ball valve | 10QCC10AA032 | PRODUCTION |  |  | 25NB 800SWN | CF8
10QCD10AA033KA | Ball valve | 10QCD10AA033 | PRODUCTION |  |  | 25NB#800SWN | CF8
10QCD10AA034KA | Ball valve | 10QCD10AA034 | PRODUCTION |  |  | 25NB#800SWN | CF8
10QCD10AA035KA | Ball valve | 10QCD10AA035 | PRODUCTION |  |  | 25NB#800SWN | CF8
10QCD10AA036KA | Ball valve | 10QCD10AA036 | PRODUCTION |  |  | 25NB#800SWN | CF8
10QCD10AA037KA | Ball valve | 10QCD10AA037 | PRODUCTION |  |  | 25NB#800SWN | CF8
10QCD10AA038KA | Ball valve | 10QCD10AA038 | PRODUCTION |  |  | 25NB#800SWN | CF8
10QCD10AA039KA | Ball valve | 10QCD10AA039 | PRODUCTION |  |  | 25NB#800SWN | CF8
10QCD10AA040KA | Ball valve | 10QCD10AA040 | PRODUCTION |  |  | 25NB#800SWN | CF8
10QCD10AA041KA | Ball valve | 10QCD10AA041 | PRODUCTION |  |  | 25NB#800SWN | CF8
10QCD10AA042KA | Ball valve | 10QCD10AA042 | PRODUCTION |  |  | 25NB#800SWN | CF8
10QCD10AA043KA | Ball valve | 10QCD10AA043 | PRODUCTION |  |  | 25NB#800SWN | CF8
10QCD10AA044KA | Ball valve | 10QCD10AA044 | PRODUCTION |  |  | 25NB#800SWN | CF8
10QCD10AA045KA | Ball valve | 10QCD10AA045 | PRODUCTION |  |  | 25NB#800SWN | CF8
10QCD10AA046KA | Ball valve | 10QCD10AA046 | PRODUCTION |  |  | 25NB#800SWN | CF8
10QCD10AA047KA | Ball valve | 10QCD10AA047 | PRODUCTION |  |  | 25NB#800SWN | CF8
10QCD10AA048KA | Ball valve | 10QCD10AA048 | PRODUCTION |  |  | 25NB#800SWN | CF8
10QCD10AA049KA | Ball valve | 10QCD10AA049 | PRODUCTION |  |  | 25NB#800SWN | CF8
10QCD10AA050KA | Ball valve | 10QCD10AA050 | PRODUCTION |  |  | 25NB#800SWN | CF8
10QCD10AA051KA | Ball valve | 10QCD10AA051 | PRODUCTION |  |  | 25NB#800SWN | CF8
10LAB26CY001QB | Probe | 10LAB26CY001 | PRODUCTION |  |  | 330500 - 02 - 00
10QCD10AA052KA | Ball valve | 10QCD10AA052 | PRODUCTION |  |  | 25NB#800SWN | CF8
10QCD10AA053KA | Ball valve | 10QCD10AA053 | PRODUCTION |  |  | 25NB#800SWN | CF8
10QCD10AA054KA | Ball valve | 10QCD10AA054 | PRODUCTION |  |  | 25NB#800SWN | CF8
10QCD10AA055KA | Ball valve | 10QCD10AA055 | PRODUCTION |  |  | 25NB#800SWN | CF8
10QCD10AA056KA | Ball valve | 10QCD10AA056 | PRODUCTION |  |  | 25NB#800SWN | CF8
10QCD10AA057KA | Ball valve | 10QCD10AA057 | PRODUCTION |  |  | 25NB#800SWN | CF8
10QCD10AA058KA | Ball valve | 10QCD10AA058 | PRODUCTION |  |  | 25NB#800SWN | CF8
10QCD10AA059KA | Ball valve | 10QCD10AA059 | PRODUCTION |  |  | 25NB#800SWN | CF8
10QCD10AA060KA | Ball valve | 10QCD10AA060 | PRODUCTION |  |  | 15NB#800SWN | CF8
10QCD10AA061KA | Ball valve | 10QCD10AA061 | PRODUCTION |  |  | 15NB#800SWN | CF8
10QCD10AA062KA | Ammonia dosing, non return valve | 10QCD10AA062 | PRODUCTION |  |  | 25NB#800SWN | F304
10QCD10AA063KA | Ammonia dosing, non return valve | 10QCD10AA063 | PRODUCTION |  |  | 25NB#800SWN | F304
10LAB26CY001-U01 | Probe | 10LAB26CY001 | PRODUCTION |  |  | 330500 - 02 - 00
20LAB26CY001QB | Probe | 20LAB26CY001 | PRODUCTION |  |  | 330500 - 02 - 00
20LAB26CY001-U01 | Probe | 20LAB26CY001 | PRODUCTION |  |  | 330500 - 02 - 00
10LAB26CY002QB | Probe | 10LAB26CY002 | PRODUCTION |  |  | 330500 - 02 - 00
10LAB26CY002-U01 | Probe | 10LAB26CY002 | PRODUCTION |  |  | 330500 - 02 - 00
20LAB26CY002QB | Probe | 20LAB26CY002 | PRODUCTION |  |  | 330500 - 02 - 00
20LAB26CY002-U01 | Probe | 20LAB26CY002 | PRODUCTION |  |  | 330500 - 02 - 00
10LAB26CY003QB | Probe | 10LAB26CY003 | PRODUCTION |  |  | 330500 - 02 - 00
10LAB26CY003-U01 | Probe | 10LAB26CY003 | PRODUCTION |  |  | 330500 - 02 - 00
20LAB26CY003QB | Probe | 20LAB26CY003 | PRODUCTION |  |  | 330500 - 02 - 00
20LAB26CY003-U01 | Probe | 20LAB26CY003 | PRODUCTION |  |  | 330500 - 02 - 00
10LAB26CY004QB | Probe | 10LAB26CY004 | PRODUCTION |  |  | 330500 - 02 - 00
10LAB26CY004-U01 | Probe | 10LAB26CY004 | PRODUCTION |  |  | 330500 - 02 - 00
20LAB26CY004QB | Probe | 20LAB26CY004 | PRODUCTION |  |  | 330500 - 02 - 00
20LAB26CY004-U01 | Probe | 20LAB26CY004 | PRODUCTION |  |  | 330500 - 02 - 00
10LAB26CY005QB | Probe | 10LAB26CY005 | PRODUCTION |  |  | 330500 - 02 - 00
10LAB26CY005-U01 | Probe | 10LAB26CY005 | PRODUCTION |  |  | 330500 - 02 - 00
20LAB26CY005QB | Probe | 20LAB26CY005 | PRODUCTION |  |  | 330500 - 02 - 00
20LAB26CY005-U01 | Probe | 20LAB26CY005 | PRODUCTION |  |  | 330500 - 02 - 00
10LAB26CY006QB | Probe | 10LAB26CY006 | PRODUCTION |  |  | 330500 - 02 - 00
10LAB26CY006-U01 | Probe | 10LAB26CY006 | PRODUCTION |  |  | 330500 - 02 - 00
20LAB26CY006QB | Probe | 20LAB26CY006 | PRODUCTION |  |  | 330500 - 02 - 00
20LAB26CY006-U01 | Probe | 20LAB26CY006 | PRODUCTION |  |  | 330500 - 02 - 00
10LAB26CY007QB | Probe | 10LAB26CY007 | PRODUCTION |  |  | 330500 - 02 - 00
10LAB26CY007-U01 | Probe | 10LAB26CY007 | PRODUCTION |  |  | 330500 - 02 - 00
20LAB26CY007QB | Probe | 20LAB26CY007 | PRODUCTION |  |  | 330500 - 02 - 00
20LAB26CY007-U01 | Probe | 20LAB26CY007 | PRODUCTION |  |  | 330500 - 02 - 00
10LAB26CY008QB | Probe | 10LAB26CY008 | PRODUCTION |  |  | 330500 - 02 - 00
10LAB26CY008-U01 | Probe | 10LAB26CY008 | PRODUCTION |  |  | 330500 - 02 - 00
20LAB26CY008QB | Probe | 20LAB26CY008 | PRODUCTION |  |  | 330500 - 02 - 00
20LAB26CY008-U01 | Probe | 20LAB26CY008 | PRODUCTION |  |  | 330500 - 02 - 00
10LAB27CY001QB | Probe | 10LAB27CY001 | PRODUCTION |  |  | 330500 - 02 - 00
10LAB27CY001-U01 | Probe | 10LAB27CY001 | PRODUCTION |  |  | 330500 - 02 - 00
20LAB27CY001QB | Probe | 20LAB27CY001 | PRODUCTION |  |  | 330500 - 02 - 00
20LAB27CY001-U01 | Probe | 20LAB27CY001 | PRODUCTION |  |  | 330500 - 02 - 00
10LAB27CY002QB | Probe | 10LAB27CY002 | PRODUCTION |  |  | 330500 - 02 - 00
10LAB27CY002-U01 | Probe | 10LAB27CY002 | PRODUCTION |  |  | 330500 - 02 - 00
20LAB27CY002QB | Probe | 20LAB27CY002 | PRODUCTION |  |  | 330500 - 02 - 00
20LAB27CY002-U01 | Probe | 20LAB27CY002 | PRODUCTION |  |  | 330500 - 02 - 00
10LAB27CY003QB | Probe | 10LAB27CY003 | PRODUCTION |  |  | 330500 - 02 - 00
10LAB27CY003-U01 | Probe | 10LAB27CY003 | PRODUCTION |  |  | 330500 - 02 - 00
20LAB27CY003QB | Probe | 20LAB27CY003 | PRODUCTION |  |  | 330500 - 02 - 00
20LAB27CY003-U01 | Probe | 20LAB27CY003 | PRODUCTION |  |  | 330500 - 02 - 00
10LAB27CY004QB | Probe | 10LAB27CY004 | PRODUCTION |  |  | 330500 - 02 - 00
10LAB27CY004-U01 | Probe | 10LAB27CY004 | PRODUCTION |  |  | 330500 - 02 - 00
20LAB27CY004QB | Probe | 20LAB27CY004 | PRODUCTION |  |  | 330500 - 02 - 00
20LAB27CY004-U01 | Probe | 20LAB27CY004 | PRODUCTION |  |  | 330500 - 02 - 00
10LAB27CY005QB | Probe | 10LAB27CY005 | PRODUCTION |  |  | 330500 - 02 - 00
10LAB27CY005-U01 | Probe | 10LAB27CY005 | PRODUCTION |  |  | 330500 - 02 - 00
20LAB27CY005QB | Probe | 20LAB27CY005 | PRODUCTION |  |  | 330500 - 02 - 00
20LAB27CY005-U01 | Probe | 20LAB27CY005 | PRODUCTION |  |  | 330500 - 02 - 00
10LAB27CY006QB | Probe | 10LAB27CY006 | PRODUCTION |  |  | 330500 - 02 - 00
00GCN59AT002 | Regeneration Ejectors for SAC | 00GCN59 | PRODUCTION
10LAB27CY006-U01 | Probe | 10LAB27CY006 | PRODUCTION |  |  | 330500 - 02 - 00
20LAB27CY006QB | Probe | 20LAB27CY006 | PRODUCTION |  |  | 330500 - 02 - 00
20LAB27CY006-U01 | Probe | 20LAB27CY006 | PRODUCTION |  |  | 330500 - 02 - 00
10LAB27CY007QB | Probe | 10LAB27CY007 | PRODUCTION |  |  | 330500 - 02 - 00
10LAB27CY007-U01 | Probe | 10LAB27CY007 | PRODUCTION |  |  | 330500 - 02 - 00
20LAB27CY007QB | Probe | 20LAB27CY007 | PRODUCTION |  |  | 330500 - 02 - 00
20LAB27CY007-U01 | Probe | 20LAB27CY007 | PRODUCTION |  |  | 330500 - 02 - 00
10LAB27CY008QB | Probe | 10LAB27CY008 | PRODUCTION |  |  | 330500 - 02 - 00
10LAB27CY008-U01 | Probe | 10LAB27CY008 | PRODUCTION |  |  | 330500 - 02 - 00
20LAB27CY008QB | Probe | 20LAB27CY008 | PRODUCTION |  |  | 330500 - 02 - 00
20LAB27CY008-U01 | Probe | 20LAB27CY008 | PRODUCTION |  |  | 330500 - 02 - 00
10MAB10CG001QB | Probe | 10MAB10CG001 | PRODUCTION |  |  | 330104 - A00-B08-C05-D02-E00
20MAB10CG001QB | Probe | 20MAB10CG001 | PRODUCTION |  |  | 330104 - A00-B08-C05-D02-E00
10MAB10CG002QB | Probe | 10MAB10CG002 | PRODUCTION |  |  | 330104 - A00-B08-C05-D02-E00
20MAB10CG002QB | Probe | 20MAB10CG002 | PRODUCTION |  |  | 330104 - A00-B08-C05-D02-E00
10MAB10CY001QB | Probe | 10MAB10CY001 | PRODUCTION |  |  | 330104 - A00-B12-C05-D02-E00
10MAB10CY001-U01 | Probe | 10MAB10CY001 | PRODUCTION |  |  | 330104 - A00-B12-C05-D02-E00
20MAB10CY001QB | Probe | 20MAB10CY001 | PRODUCTION |  |  | 330104 - A00-B12-C05-D02-E00
20MAB10CY001-U01 | Probe | 20MAB10CY001 | PRODUCTION |  |  | 330104 - A00-B12-C05-D02-E00
10MAB10CY002QB | Probe | 10MAB10CY002 | PRODUCTION |  |  | 330104 - A00-B12-C05-D02-E00
10MAB10CY002-U01 | Probe | 10MAB10CY002 | PRODUCTION |  |  | 330104 - A00-B12-C05-D02-E00
20MAB10CY002QB | Probe | 20MAB10CY002 | PRODUCTION |  |  | 330104 - A00-B12-C05-D02-E00
20MAB10CY002-U01 | Probe | 20MAB10CY002 | PRODUCTION |  |  | 330104 - A00-B12-C05-D02-E00
10MAB10CY017QB | Probe | 10MAB10CY017 | PRODUCTION |  |  | 330500 - 02 - 00
10MAB10CY017-U01 | Probe | 10MAB10CY017 | PRODUCTION |  |  | 330500 - 02 - 00
20MAB10CY017QB | Probe | 20MAB10CY017 | PRODUCTION |  |  | 330500 - 02 - 00
20MAB10CY017-U01 | Probe | 20MAB10CY017 | PRODUCTION |  |  | 330500 - 02 - 00
10MAB20CY001QB | Probe | 10MAB20CY001 | PRODUCTION |  |  | 330104 - A00-B08-C05-D02-E00
10MAB20CY001-U01 | Probe | 10MAB20CY001 | PRODUCTION |  |  | 330104 - A00-B08-C05-D02-E00
20MAB20CY001QB | Probe | 20MAB20CY001 | PRODUCTION |  |  | 330104 - A00-B08-C05-D02-E00
20MAB20CY001-U01 | Probe | 20MAB20CY001 | PRODUCTION |  |  | 330104 - A00-B08-C05-D02-E00
10MAB20CY002QB | Probe | 10MAB20CY002 | PRODUCTION |  |  | 330104 - A00-B08-C05-D02-E00
10MAB20CY002-U01 | Probe | 10MAB20CY002 | PRODUCTION |  |  | 330104 - A00-B08-C05-D02-E00
20MAB20CY002QB | Probe | 20MAB20CY002 | PRODUCTION |  |  | 330104 - A00-B08-C05-D02-E00
20MAB20CY002-U01 | Probe | 20MAB20CY002 | PRODUCTION |  |  | 330104 - A00-B08-C05-D02-E00
10MAB20CY018QB | Probe | 10MAB20CY018 | PRODUCTION |  |  | 330500 - 02 - 00
10MAB20CY018-U01 | Probe | 10MAB20CY018 | PRODUCTION |  |  | 330500 - 02 - 00
20MAB20CY018QB | Probe | 20MAB20CY018 | PRODUCTION |  |  | 330500 - 02 - 00
20MAB20CY018-U01 | Probe | 20MAB20CY018 | PRODUCTION |  |  | 330500 - 02 - 00
10MAK10CY001QB | Probe | 10MAK10CY001 | PRODUCTION |  |  | 330104 - A00-B12-C05-D02-E00
10MAK10CY001-U01 | Probe | 10MAK10CY001 | PRODUCTION |  |  | 330104 - A00-B12-C05-D02-E00
20MAK10CY001QB | Probe | 20MAK10CY001 | PRODUCTION |  |  | 330104 - A00-B12-C05-D02-E00
20MAK10CY001-U01 | Probe | 20MAK10CY001 | PRODUCTION |  |  | 330104 - A00-B12-C05-D02-E00
10MAK10CY002QB | Probe | 10MAK10CY002 | PRODUCTION |  |  | 330104 - A00-B12-C05-D02-E00
10MAK10CY002-U01 | Probe | 10MAK10CY002 | PRODUCTION |  |  | 330104 - A00-B12-C05-D02-E00
20MAK10CY002QB | Probe | 20MAK10CY002 | PRODUCTION |  |  | 330104 - A00-B12-C05-D02-E00
20MAK10CY002-U01 | Probe | 20MAK10CY002 | PRODUCTION |  |  | 330104 - A00-B12-C05-D02-E00
10MAK10CY003QB | Probe | 10MAK10CY003 | PRODUCTION |  |  | 330104 - A00-B12-C05-D02-E00
10MAK10CY003-U01 | Probe | 10MAK10CY003 | PRODUCTION |  |  | 330104 - A00-B12-C05-D02-E00
20MAK10CY003QB | Probe | 20MAK10CY003 | PRODUCTION |  |  | 330104 - A00-B12-C05-D02-E00
20MAK10CY003-U01 | Probe | 20MAK10CY003 | PRODUCTION |  |  | 330104 - A00-B12-C05-D02-E00
10MAK10CY004QB | Probe | 10MAK10CY004 | PRODUCTION |  |  | 330104 - A00-B12-C05-D02-E00
10MAK10CY004-U01 | Probe | 10MAK10CY004 | PRODUCTION |  |  | 330104 - A00-B12-C05-D02-E00
20MAK10CY004QB | Probe | 20MAK10CY004 | PRODUCTION |  |  | 330104 - A00-B12-C05-D02-E00
20MAK10CY004-U01 | Probe | 20MAK10CY004 | PRODUCTION |  |  | 330104 - A00-B12-C05-D02-E00
10MAK10CY005QB | Probe | 10MAK10CY005 | PRODUCTION |  |  | 330104 - A00-B12-C05-D02-E00
10MAK10CY005-U01 | Probe | 10MAK10CY005 | PRODUCTION |  |  | 330104 - A00-B12-C05-D02-E00
20MAK10CY005QB | Probe | 20MAK10CY005 | PRODUCTION |  |  | 330104 - A00-B12-C05-D02-E00
20MAK10CY005-U01 | Probe | 20MAK10CY005 | PRODUCTION |  |  | 330104 - A00-B12-C05-D02-E00
10MAK10CY006QB | Probe | 10MAK10CY006 | PRODUCTION |  |  | 330104 - A00-B12-C05-D02-E00
10MAK10CY006-U01 | Probe | 10MAK10CY006 | PRODUCTION |  |  | 330104 - A00-B12-C05-D02-E00
20MAK10CY006QB | Probe | 20MAK10CY006 | PRODUCTION |  |  | 330104 - A00-B12-C05-D02-E00
20MAK10CY006-U01 | Probe | 20MAK10CY006 | PRODUCTION |  |  | 330104 - A00-B12-C05-D02-E00
10MAK10CY007QB | Probe | 10MAK10CY007 | PRODUCTION |  |  | 330104 - A00-B12-C05-D02-E00
10MAK10CY007-U01 | Probe | 10MAK10CY007 | PRODUCTION |  |  | 330104 - A00-B12-C05-D02-E00
20MAK10CY007QB | Probe | 20MAK10CY007 | PRODUCTION |  |  | 330104 - A00-B12-C05-D02-E00
20MAK10CY007-U01 | Probe | 20MAK10CY007 | PRODUCTION |  |  | 330104 - A00-B12-C05-D02-E00
10MAK10CY008QB | Probe | 10MAK10CY008 | PRODUCTION |  |  | 330104 - A00-B12-C05-D02-E00
10MAK10CY008-U01 | Probe | 10MAK10CY008 | PRODUCTION |  |  | 330104 - A00-B12-C05-D02-E00
20MAK10CY008QB | Probe | 20MAK10CY008 | PRODUCTION |  |  | 330104 - A00-B12-C05-D02-E00
20MAK10CY008-U01 | Probe | 20MAK10CY008 | PRODUCTION |  |  | 330104 - A00-B12-C05-D02-E00
10MAK10CY019QB | Probe | 10MAK10CY019 | PRODUCTION |  |  | 330500 - 02 - 00
10MAK10CY019-U01 | Probe | 10MAK10CY019 | PRODUCTION |  |  | 330500 - 02 - 00
20MAK10CY019QB | Probe | 20MAK10CY019 | PRODUCTION |  |  | 330500 - 02 - 00
20MAK10CY019-U01 | Probe | 20MAK10CY019 | PRODUCTION |  |  | 330500 - 02 - 00
10MAK10CY020QB | Probe | 10MAK10CY020 | PRODUCTION |  |  | 330500 - 02 - 00
10MAK10CY020-U01 | Probe | 10MAK10CY020 | PRODUCTION |  |  | 330500 - 02 - 00
20MAK10CY020QB | Probe | 20MAK10CY020 | PRODUCTION |  |  | 330500 - 02 - 00
20MAK10CY020-U01 | Probe | 20MAK10CY020 | PRODUCTION |  |  | 330500 - 02 - 00
10MAK10CY021QB | Probe | 10MAK10CY021 | PRODUCTION |  |  | 330500 - 02 - 00
10MAK10CY021-U01 | Probe | 10MAK10CY021 | PRODUCTION |  |  | 330500 - 02 - 00
20MAK10CY021QB | Probe | 20MAK10CY021 | PRODUCTION |  |  | 330500 - 02 - 00
20MAK10CY021-U01 | Probe | 20MAK10CY021 | PRODUCTION |  |  | 330500 - 02 - 00
10MAK10CY022QB | Probe | 10MAK10CY022 | PRODUCTION |  |  | 330500 - 02 - 00
10MAK10CY022-U01 | Probe | 10MAK10CY022 | PRODUCTION |  |  | 330500 - 02 - 00
20MAK10CY022QB | Probe | 20MAK10CY022 | PRODUCTION |  |  | 330500 - 02 - 00
20MAK10CY022-U01 | Probe | 20MAK10CY022 | PRODUCTION |  |  | 330500 - 02 - 00
10MKD10CY001QB | Probe | 10MKD10CY001 | PRODUCTION |  |  | 330104 - A00-B12-C05-D02-E00
10MKD10CY001-U01 | Probe | 10MKD10CY001 | PRODUCTION |  |  | 330104 - A00-B12-C05-D02-E00
20MKD10CY001QB | Probe | 20MKD10CY001 | PRODUCTION |  |  | 330104 - A00-B12-C05-D02-E00
20MKD10CY001-U01 | Probe | 20MKD10CY001 | PRODUCTION |  |  | 330104 - A00-B12-C05-D02-E00
10MKD10CY002QB | Probe | 10MKD10CY002 | PRODUCTION |  |  | 330104 - A00-B12-C05-D02-E00
10MKD10CY002-U01 | Probe | 10MKD10CY002 | PRODUCTION |  |  | 330104 - A00-B12-C05-D02-E00
20MKD10CY002QB | Probe | 20MKD10CY002 | PRODUCTION |  |  | 330104 - A00-B12-C05-D02-E00
20MKD10CY002-U01 | Probe | 20MKD10CY002 | PRODUCTION |  |  | 330104 - A00-B12-C05-D02-E00
10MKD10CY023QB | Probe | 10MKD10CY023 | PRODUCTION |  |  | 330500 - 02 - 00
10MKD10CY023-U01 | Probe | 10MKD10CY023 | PRODUCTION |  |  | 330500 - 02 - 00
20MKD10CY023QB | Probe | 20MKD10CY023 | PRODUCTION |  |  | 330500 - 02 - 00
20MKD10CY023-U01 | Probe | 20MKD10CY023 | PRODUCTION |  |  | 330500 - 02 - 00
10MKD20CY001QB | Probe | 10MKD20CY001 | PRODUCTION |  |  | 330104 - A00-B12-C05-D02-E00
10MKD20CY001-U01 | Probe | 10MKD20CY001 | PRODUCTION |  |  | 330104 - A00-B12-C05-D02-E00
20MKD20CY001QB | Probe | 20MKD20CY001 | PRODUCTION |  |  | 330104 - A00-B12-C05-D02-E00
20MKD20CY001-U01 | Probe | 20MKD20CY001 | PRODUCTION |  |  | 330104 - A00-B12-C05-D02-E00
10MKD20CY002QB | Probe | 10MKD20CY002 | PRODUCTION |  |  | 330104 - A00-B12-C05-D02-E00
10MKD20CY002-U01 | Probe | 10MKD20CY002 | PRODUCTION |  |  | 330104 - A00-B12-C05-D02-E00
20MKD20CY002QB | Probe | 20MKD20CY002 | PRODUCTION |  |  | 330104 - A00-B12-C05-D02-E00
20MKD20CY002-U01 | Probe | 20MKD20CY002 | PRODUCTION |  |  | 330104 - A00-B12-C05-D02-E00
10MKD20CY024QB | Probe | 10MKD20CY024 | PRODUCTION |  |  | 330500 - 02 - 00
10MKD20CY024-U01 | Probe | 10MKD20CY024 | PRODUCTION |  |  | 330500 - 02 - 00
20MKD20CY024QB | Probe | 20MKD20CY024 | PRODUCTION |  |  | 330500 - 02 - 00
20MKD20CY024-U01 | Probe | 20MKD20CY024 | PRODUCTION |  |  | 330500 - 02 - 00
10HAD11AA401KA | Safety valve | 10HAD11AA401 | PRODUCTION |  | C71753 | 1745WB-5-S-F3 | ASME SA216 WCC CARBON STEEL
20HAD11AA401KA | Safety valve(Steam drum 34.5 M) | 20HAD11AA401 | PRODUCTION |  | C71754 | 1745WB-5-S-F3 | ASME SA216 WCC CARBON STEEL
10HCB10AA251KA | Spray water flow control to desuperheate | 10HCB10AA251 | PRODUCTION |  | 23-08250-04 | 88-41055 | A217 gr WC6
20HCB10AA251KA | Spray water flow control to desuperheate | 20HCB10AA251 | PRODUCTION |  | 23-08250-08 | 88-41055 | A217 gr WC6
10HCB21AA401KA | Safety valve | 10HCB21AA401 | PRODUCTION |  | C71759 | 1811JD-0-6X1-22 | ASME SA217 WC6 ALLOY STEEL
20HCB21AA401KA | Safety valve ( Soot blowing steam 34.5 M) | 20HCB21AA401 | PRODUCTION |  | C71760 | 1811JD-0-6X1-22 | ASME SA217 WC6 ALLOY STEEL
10LAB40AA251KA | Feed water flow control | 10LAB40AA251 | PRODUCTION |  | 23-08250-01 | 88-41335 | A216 gr WCC
20LAB40AA251KA | Feedwater flow control | 20LAB40AA251 | PRODUCTION |  | 23-08250-05 | 88-41335 | A216 gr WCC
10LAE11AA251KA | Spray water flow control to desuperheate | 10LAE11AA251 | PRODUCTION |  | 23-08250-02 | 88-21124 | A216 gr WCC
20LAE11AA251KA | Spray water flow control to desuperheate | 20LAE11AA251 | PRODUCTION |  | 23-08250-06 | 88-21124 | A216 gr WCC
10LAE21AA251KA | Spray water flow control to desuperheate | 10LAE21AA251 | PRODUCTION |  | 23-08250-03 | 88-21124 | A216 gr WCC
20LAE21AA251KA | Spray water flow control to desuperheate | 20LAE21AA251 | PRODUCTION |  | 23-08250-07 | 88-21124 | A216 gr WCC
10LBA13AA401KA | Safety valve (Main steam line 34.50M) | 10LBA13AA401 | PRODUCTION |  | C71755 | 1735WE-5-S-F3 | ASME SA217 WC9 ALLOY STEEL
20LBA13AA401KA | Safety valve | 20LBA13AA401 | PRODUCTION |  | C71756 | 1735WE-5-S-F3 | ASME SA217 WC9 ALLOY STEEL
10MAB10CS001QB | Probe | 10MAB10CS001 | PRODUCTION |  |  | Differential Hall Effect sensors
10MAB10CS001-U01 | Probe | 10MAB10CS001 | PRODUCTION |  |  | Differential Hall Effect sensors
10MAB10CP910QP | Pressure controller | 10MAB10CP910 | PRODUCTION
20MAB10CS001QB | Probe | 20MAB10CS001 | PRODUCTION |  |  | Differential Hall Effect sensors
20MAB10CS001-U01 | Probe | 20MAB10CS001 | PRODUCTION |  |  | Differential Hall Effect sensors
10MAB10CS002QB | Probe | 10MAB10CS002 | PRODUCTION |  |  | Differential Hall Effect sensors
10MAB10CS002-U01 | Probe | 10MAB10CS002 | PRODUCTION |  |  | Differential Hall Effect sensors
20MAB10CS002QB | Probe | 20MAB10CS002 | PRODUCTION |  |  | Differential Hall Effect sensors
20MAB10CS002-U01 | Probe | 20MAB10CS002 | PRODUCTION |  |  | Differential Hall Effect sensors
10MAB10CS003QB | Probe | 10MAB10CS003 | PRODUCTION |  |  | Differential Hall Effect sensors
10MAB10CS003-U01 | Probe | 10MAB10CS003 | PRODUCTION |  |  | Differential Hall Effect sensors
20MAB10CS003QB | Probe | 20MAB10CS003 | PRODUCTION |  |  | Differential Hall Effect sensors
20MAB10CS003-U01 | Probe | 20MAB10CS003 | PRODUCTION |  |  | Differential Hall Effect sensors
10MAB10CS004QB | Probe | 10MAB10CS004 | PRODUCTION |  |  | Differential Hall Effect sensors
10MAB10CS004-U01 | Probe | 10MAB10CS004 | PRODUCTION |  |  | Differential Hall Effect sensors
20MAB10CS004QB | Probe | 20MAB10CS004 | PRODUCTION |  |  | Differential Hall Effect sensors
20MAB10CS004-U01 | Probe | 20MAB10CS004 | PRODUCTION |  |  | Differential Hall Effect sensors
10MAB10CS005QB | Probe | 10MAB10CS005 | PRODUCTION |  |  | Differential Hall Effect sensors
10MAB10CS005-U01 | Probe | 10MAB10CS005 | PRODUCTION |  |  | Differential Hall Effect sensors
20MAB10CS005QB | Probe | 20MAB10CS005 | PRODUCTION |  |  | Differential Hall Effect sensors
20MAB10CS005-U01 | Probe | 20MAB10CS005 | PRODUCTION |  |  | Differential Hall Effect sensors
10QEA11AA002KA | Control valve | 10QEA11AA002 | PRODUCTION |  |  | CAIR / ATQ-IN-PRO
20QEA11AA002KA | Control valve | 20QEA11AA002 | PRODUCTION |  |  | CAIR / ATQ-IN-PRO
20HFE11AX001QP | Sight glass | 20HFE11AX001 | PRODUCTION
20HFE12AX001QP | Sight glass | 20HFE12AX001 | PRODUCTION
20HFE13AX001QP | Sight glass | 20HFE13AX001 | PRODUCTION
20HFE14AX001QP | Sight glass | 20HFE14AX001 | PRODUCTION
20QEB23AX001QP | Sight glass | 20QEB23AX001 | PRODUCTION
20QEB24AX001QP | Sight glass | 20QEB24AX001 | PRODUCTION |  |  | Sightglass by Calderys
20QEB25AX001QP | Sight glass | 20QEB25AX001 | PRODUCTION
20QEB26AX001QP | Sight glass | 20QEB26AX001 | PRODUCTION |  |  | Sightglass by Calderys
20QEB27AX001QP | Sight glass | 20QEB27AX001 | PRODUCTION
20QEB31AX001QP | Sight glass | 20QEB31AX001 | PRODUCTION
20QEB32AX001QP | Sight glass | 20QEB32AX001 | PRODUCTION
00SGA01AA501KA | Pressure Relief Valve | 00SGA01AA501 | PRODUCTION |  |  | 2050B-4KG1
10MAL34BB101KD | Atmospheric Flash tank | 10MAL34BB101 | PRODUCTION |  |  | NA | SA 515 GR60
20MAL34BB101KD | Atmospheric Flash tank | 20MAL34BB101 | PRODUCTION |  |  | NA | SA 515 GR60
10PGA38BB001KD | DM Cooling Water tank | 10PGA38BB001 | PRODUCTION |  |  | NA
20PGA38BB001KD | DM Cooling Water tank | 20PGA38BB001 | PRODUCTION |  |  | NA
00SMB01KE001KE | Electrical Hoist: 2T; Qty: 1No. - Compressor Room | 00SMB01KE001 | PRODUCTION |  |  | 1000004
00SMB01KE002KE | Electrical Hoist: 2T; Qty: 1 No. - Chlorine house | 00SMB01KE002 | PRODUCTION |  |  | 1000007
00SMB01KE003KE | Electrical Hoist: 2.5T; Qty: 1 No. - Pump house | 00SMB01KE003 | PRODUCTION |  |  | 1000006
00SMB01KE004KE | Electrical Hoist: 3T; Qty: 1 No. - Chiller Room | 00SMB01KE004 | PRODUCTION |  |  | 1000005
00SMB01KE005KE | Electrical Hoist: 3T; Qty: 1 No. – PHP flight chain conveyor | 00SMB01KE005 | PRODUCTION |  |  | 1000011
00SMB01KE006KE | Electrical Hoist: 3T; Qty: 1 No. – PHP | 00SMB01KE006 | PRODUCTION |  |  | 1000012
00SMB01KE007KE | Electrical Hoist: 2T; Qty: 1 No. - PHP | 00SMB01KE007 | PRODUCTION |  |  | 1000013
00SMB01KE008KE | Electrical Hoist: 5T; Qty: 2 No. - Boiler Unit 1 35M | 00SMB01KE008 | PRODUCTION |  |  | 1000015
00SMB01KE009KE | Electrical Hoist: 5T; Qty: 2 No. - Boiler Unit 2, 35M | 00SMB01KE009 | PRODUCTION |  |  | 1000015
00SMB01KE010KE | Electrical Hoist: 3T; Qty: 1 No. -Long belt conveyor | 00SMB01KE010 | PRODUCTION |  |  | 1000009
00SMB01KE011KE | Electrical Hoist: 1T; Qty: 1 No. – Flight chain conveyor on top of silo | 00SMB01KE011 | PRODUCTION |  |  | 1000010
00SMB01KE012KE | Electrical Hoist: 1T; Qty: 1 No. - Chemical House | 00SMB01KE012 | PRODUCTION |  |  | 1000008
00SMB01KE013KE | Electric Hoist: 2.5T; Qty: 1 No. - Outdoor | 00SMB01KE013 | PRODUCTION |  |  | 1000014
00SMB01KE014KE | Manual Hoist With Trolley -2T; Qty: 1 No. - Outdoor | 00SMB01KE014 | PRODUCTION |  |  | 1000016
00SMB01KE015KE | Single Girder Overhead Eot Crane- 5T; Span: 12.0 Mts( Warehouse) | 00SMB01KE015 | PRODUCTION |  |  | 1000001
00SMB01KE016KE | Single Girder Overhead Eot Crane-10 T; Span: 11.55 Mts (Workshop) | 00SMB01KE016 | PRODUCTION |  |  | 1000002
00SMB01KE017KE | Single Girder Underslung Crane-5 T; Span: 5.70 Mts (BFP area) | 00SMB01KE017 | PRODUCTION |  |  | 1000003
00SMB01KE018KE | Chain Pulley Block 0.5T; Qty: 2 No. - Outdoor | 00SMB01KE018 | PRODUCTION
00SMB01KE019KE | Chain Pulley Block 1.0T; Qty: 2 No. - Outdoor | 00SMB01KE019 | PRODUCTION
00SMB01KE020KE | Chain Pulley Block 2.0T; Qty: 1 No. - Outdoor | 00SMB01KE020 | PRODUCTION
00GAC05AA496KA | Gate Valve | 00GAC05AA496 | PRODUCTION |  |  | GT0801 | A105
00EGC06AA490KA | Gate Valve | 00EGC06AA490 | PRODUCTION |  |  | GT0801 | A105
00EGC06AA491KA | Gate Valve | 00EGC06AA491 | PRODUCTION |  |  | GT0801 | A105
00EGF13AA489KA | Gate Valve | 00EGF13AA489 | PRODUCTION |  |  | GT0801 | A105
00EGF13AA499KA | Gate Valve | 00EGF13AA499 | PRODUCTION |  |  | GT0801 | A105
00EGF13AA486KA | Gate Valve | 00EGF13AA486 | PRODUCTION |  |  | GT0801 | A105
00EGF13AA487KA | Gate Valve | 00EGF13AA487 | PRODUCTION |  |  | GT0801 | A105
00EGF13AA488KA | Gate Valve | 00EGF13AA488 | PRODUCTION |  |  | GT0801 | A105
00HJF55AA598KA | Gate Valve | 00HJF55AA598 | PRODUCTION |  |  | GT0801 | A105
00HJF55AA592KA | Gate Valve | 00HJF55AA592 | PRODUCTION |  |  | GT0801 | A105
00EGF13AA593KA | Gate Valve | 00EGF13AA593 | PRODUCTION |  |  | GT0801 | A105
00EGC06AA590KA | Gate Valve | 00EGC06AA590 | PRODUCTION |  |  | GT0801 | A105
00HJF55AA591KA | Gate Valve | 00HJF55AA591 | PRODUCTION |  |  | GT0801 | A105
00EGC06AA492KA | Gate Valve | 00EGC06AA492 | PRODUCTION |  |  | GT0801 | A105
00HJF55AA593KA | Gate Valve | 00HJF55AA593 | PRODUCTION |  |  | GT0801 | A105
00HJF55AA594KA | Gate Valve | 00HJF55AA594 | PRODUCTION |  |  | GT0801 | A105
00HJF55AA595KA | Gate Valve | 00HJF55AA595 | PRODUCTION |  |  | GT0801 | A105
00HJF55AA596KA | Gate Valve | 00HJF55AA596 | PRODUCTION |  |  | GT0801 | A105
00HJF55AA597KA | Gate Valve | 00HJF55AA597 | PRODUCTION |  |  | GT0801 | A105
00SCB02AA493KA | Ball Valve | 00SCB02AA493 | PRODUCTION |  |  | BL0810 | A105
00SCB03AA488KA | Ball Valve | 00SCB03AA488 | PRODUCTION |  |  | BL0810 | A105
00SCB03AA489KA | Ball Valve | 00SCB03AA489 | PRODUCTION |  |  | BL0810 | A105
00SCB04AA101KA | Ball Valve | 00SCB04AA101 | PRODUCTION |  |  | BL0110 | A216GRWCB
00SCB04AA495KA | Ball Valve | 00SCB04AA495 | PRODUCTION
00SCB06AA490KA | Ball Valve | 00SCB06AA490 | PRODUCTION |  |  | BL0810 | A105
00SCB06AA494KA | Ball Valve | 00SCB06AA494 | PRODUCTION
00SCB06AA590KA | Ball Valve | 00SCB06AA590 | PRODUCTION |  |  | BL0810 | A105
00SCB06AA591KA | Ball Valve | 00SCB06AA591 | PRODUCTION |  |  | BL0810 | A105
00SCB08AA496KA | Ball Valve | 00SCB08AA496 | PRODUCTION
00SCB08AA592KA | Ball Valve | 00SCB08AA592 | PRODUCTION |  |  | BL0810 | A105
00SCB09AA593KA | Ball Valve | 00SCB09AA593 | PRODUCTION |  |  | BL0810 | A105
00SCB12AA499KA | Ball Valve | 00SCB12AA499 | PRODUCTION |  |  | BL0810 | A105
00SCB13AA491KA | Ball Valve | 00SCB13AA491 | PRODUCTION |  |  | BL0810 | A105
00SCB14AA492KA | Ball Valve | 00SCB14AA492 | PRODUCTION |  |  | BL0810 | A105
00SCB15AA497KA | Ball Valve | 00SCB15AA497 | PRODUCTION |  |  | BL0810 | A105
00SCB16AA498KA | Ball Valve | 00SCB16AA498 | PRODUCTION |  |  | BL0810 | A105
00SCB16AA594KA | Ball Valve | 00SCB16AA594 | PRODUCTION
00EGC06AA485KA | Gate Valve | 00EGC06AA485 | PRODUCTION |  |  | GT0801 | A105
00EGD01AA402KA | Gate Valve | 00EGD01AA402 | PRODUCTION |  |  | GT0801 | A105
00EGD01AA403KA | Gate Valve | 00EGD01AA403 | PRODUCTION |  |  | 800#
10EGD18AA001KA | Ball Valve | 10EGD18AA001 | PRODUCTION |  |  | BL0801 | A105
20EGD18AA001KA | Ball Valve | 20EGD18AA001 | PRODUCTION |  |  | BL0801 | A105
00EGR01AA101KA | Gate Valve | 00EGR01AA101 | PRODUCTION |  |  | GT0801 | A105
00EGR01AA701KA | Check Valve | 00EGR01AA701 | PRODUCTION |  |  | 800#
00EGR01BB001KD | Boiler and tg pit | 00EGR01BB001 | PRODUCTION |  |  | CK0801 | A105
00EGR02AA101KA | Gate Valve | 00EGR02AA101 | PRODUCTION |  |  | GT0801 | A105
00EGR02AA701KA | Check Valve | 00EGR02AA701 | PRODUCTION |  |  | CK0801 | A105
00EGR03AA101KA | Gate Valve | 00EGR03AA101 | PRODUCTION |  |  | GT0801 | A105
00EGR03AA701KA | Check Valve | 00EGR03AA701 | PRODUCTION |  |  | CK0801 | A105
00EGR08AA301KA | Globe Valve | 00EGR08AA301 | PRODUCTION |  |  | GL0801 | A105
00EGR11AA101KA | Gate Valve | 00EGR11AA101 | PRODUCTION |  |  | GT0801 | A105
00EGR12AA101KA | Gate Valve | 00EGR12AA101 | PRODUCTION |  |  | GT0801 | A105
00EGR12AA102KA | Gate Valve | 00EGR12AA102 | PRODUCTION |  |  | 800#
00EGR13AA101KA | Gate Valve | 00EGR13AA101 | PRODUCTION |  |  | GT0801 | A105
00EGR14AA101KA | Gate Valve | 00EGR14AA101 | PRODUCTION |  |  | GT0801 | A105
00EGR17AA101KA | Gate Valve | 00EGR17AA101 | PRODUCTION |  |  | GT0801 | A105
00EGR20AA101KA | Gate Valve | 00EGR20AA101 | PRODUCTION |  |  | GT0801 | A105
00EGR20AA301KA | Globe Valve | 00EGR20AA301 | PRODUCTION |  |  | GL0801 | A105
00EGR20AA701KA | Check Valve | 00EGR20AA701 | PRODUCTION |  |  | CK0801 | A105
00EGR23AA101KA | Butterfly Valve | 00EGR23AA101 | PRODUCTION |  |  | BF0101 | A216GRWCB
00EGR24AA101KA | Butterfly Valve | 00EGR24AA101 | PRODUCTION |  |  | BF0101 | A216GRWCB
00EGR24AA301KA | Globe Valve | 00EGR24AA301 | PRODUCTION |  |  | GL0801 | A105
00EGR24AA701KA | Check Valve | 00EGR24AA701 | PRODUCTION |  |  | CK0101 | A216GRWCB
00EGR25AA101KA | Butterfly Valve | 00EGR25AA101 | PRODUCTION |  |  | BF0101 | A216GRWCB
00EGR26AA101KA | Butterfly Valve | 00EGR26AA101 | PRODUCTION |  |  | BF0101 | A216GRWCB
00EGR26AA301KA | Globe Valve | 00EGR26AA301 | PRODUCTION |  |  | GL0801 | A105
00EGR26AA701KA | Check Valve | 00EGR26AA701 | PRODUCTION |  |  | CK0101 | A216GRWCB
00EGR27AA301KA | Globe Valve | 00EGR27AA301 | PRODUCTION |  |  | GL0801 | A105
00EGR29AA101KA | Butterfly Valve | 00EGR29AA101 | PRODUCTION |  |  | BF0101 | A216GRWCB
00EGR30AA101KA | Butterfly Valve | 00EGR30AA101 | PRODUCTION |  |  | BF0101 | A216GRWCB
00EGR30AA301KA | Globe Valve | 00EGR30AA301 | PRODUCTION |  |  | GL0801 | A105
00EGR31AA101KA | Butterfly Valve | 00EGR31AA101 | PRODUCTION |  |  | BF0101 | A216GRWCB
00EGR32AA101KA | Butterfly Valve | 00EGR32AA101 | PRODUCTION |  |  | BF0101 | A216GRWCB
00EGR32AA301KA | Globe Valve | 00EGR32AA301 | PRODUCTION |  |  | GL0801 | A105
00EGR39AA101KA | Gate Valve | 00EGR39AA101 | PRODUCTION |  |  | GT0801 | A105
00EGR39AA102KA | Gate Valve | 00EGR39AA102 | PRODUCTION |  |  | GT0801 | A105
00EGR40AA101KA | Gate Valve | 00EGR40AA101 | PRODUCTION |  |  | GT0801 | A105
00EGR40AA102KA | Gate Valve | 00EGR40AA102 | PRODUCTION |  |  | GT0801 | A105
00EGR41AA101KA | Gate Valve | 00EGR41AA101 | PRODUCTION |  |  | GT0801 | A105
00EGR41AA102KA | Gate Valve | 00EGR41AA102 | PRODUCTION |  |  | GT0801 | A105
00EGR42AA101KA | Gate Valve | 00EGR42AA101 | PRODUCTION |  |  | GT0801 | A105
00EGR42AA102KA | Gate Valve | 00EGR42AA102 | PRODUCTION |  |  | GT0801 | A105
00EGR43AA101KA | Gate Valve | 00EGR43AA101 | PRODUCTION |  |  | GT0801 | A105
00EGR43AA301KA | Globe Valve | 00EGR43AA301 | PRODUCTION |  |  | GL0801 | A105
00EGR43AA701KA | Check Valve | 00EGR43AA701 | PRODUCTION |  |  | CK0801 | A105
00EGR45AA101KA | Gate Valve | 00EGR45AA101 | PRODUCTION |  |  | GT0801 | A105
00EGR45AA301KA | Globe Valve | 00EGR45AA301 | PRODUCTION |  |  | GL0801 | A105
00EGR45AA701KA | Check Valve | 00EGR45AA701 | PRODUCTION |  |  | CK0801 | A105
00GAC01AA401KA | Gate Valve | 00GAC01AA401 | PRODUCTION |  |  | GT0810 | A105
00GAC01AA501KA | Gate Valve | 00GAC01AA501 | PRODUCTION |  |  | GT0101F | A105
00GAC02AA401KA | Gate Valve | 00GAC02AA401 | PRODUCTION |  |  | GT0810 | A105
00GAC02AA501KA | Gate Valve | 00GAC02AA501 | PRODUCTION |  |  | GT0101F | A105
00GAC03AA401KA | Gate Valve | 00GAC03AA401 | PRODUCTION |  |  | GT0810 | A105
00GAC03AA501KA | Gate Valve | 00GAC03AA501 | PRODUCTION |  |  | GT0101F | A105
00GAC04AA401KA | Gate Valve | 00GAC04AA401 | PRODUCTION |  |  | GT0810 | A105
00GAC04AA490KA | Gate Valve | 00GAC04AA490 | PRODUCTION |  |  | GT0801 | A105
00GAC04AA590KA | Gate Valve | 00GAC04AA590 | PRODUCTION |  |  | GT0801 | A105
00GAC05AA495KA | Gate Valve | 00GAC05AA495 | PRODUCTION |  |  | GT0801 | A105
00GAC05AA497KA | Gate Valve | 00GAC05AA497 | PRODUCTION |  |  | GT0801 | A105
00GAC05AA501KA | Gate Valve | 00GAC05AA501 | PRODUCTION |  |  | GT0101F | A105
00GAC05AA595KA | Gate Valve | 00GAC05AA595 | PRODUCTION |  |  | GT0801 | A105
00GAC06AA496KA | Gate Valve | 00GAC06AA496 | PRODUCTION
00GAC06AA498KA | Gate Valve | 00GAC06AA498 | PRODUCTION |  |  | GT0801 | A105
00GAC06AA596KA | Gate Valve | 00GAC06AA596 | PRODUCTION |  |  | GT0801 | A105
00GAC07AA490KA | Gate Valve | 00GAC07AA490 | PRODUCTION |  |  | GT0801 | A105
00GAC07AA491KA | Gate Valve | 00GAC07AA491 | PRODUCTION |  |  | GT0801 | A105
00GAC07AA492KA | Gate Valve | 00GAC07AA492 | PRODUCTION |  |  | GT0801 | A105
00GAC07AA493KA | Gate Valve | 00GAC07AA493 | PRODUCTION |  |  | GT0801 | A105
00GAC07AA494KA | Gate Valve | 00GAC07AA494 | PRODUCTION |  |  | GT0801 | A105
00GAC07AA592KA | Gate Valve | 00GAC07AA592 | PRODUCTION |  |  | GT0801 | A105
00GAC07AA593KA | Gate Valve | 00GAC07AA593 | PRODUCTION |  |  | GT0801 | A105
00GAC07AA594KA | Gate Valve | 00GAC07AA594 | PRODUCTION |  |  | GT0801 | A105
00GAC08AA480KA | Gate Valve | 00GAC08AA480 | PRODUCTION |  |  | GT0801 | A105
00GAC08AA481KA | Gate Valve | 00GAC08AA481 | PRODUCTION |  |  | GT0801 | A105
00GAC08AA482KA | Gate Valve | 00GAC08AA482 | PRODUCTION |  |  | GT0801 | A105
00GAC11AA484KA | Gate Valve | 00GAC11AA484 | PRODUCTION |  |  | GT0801 | A105
00GAC11AA485KA | Gate Valve | 00GAC11AA485 | PRODUCTION |  |  | GT0801 | A105
00GAC11AA486KA | Gate Valve | 00GAC11AA486 | PRODUCTION |  |  | GT0801 | A105
00GAC11AA491KA | Gate Valve | 00GAC11AA491 | PRODUCTION |  |  | GT0801 | A105
00GAC11AA580KA | Gate Valve | 00GAC11AA580 | PRODUCTION |  |  | GT0801 | A105
00GAC11AA591KA | Gate Valve | 00GAC11AA591 | PRODUCTION |  |  | GT0801 | A105
00GAC12AA486KA | Gate Valve | 00GAC12AA486 | PRODUCTION |  |  | GT0801 | A105
00GAC12AA581KA | Gate Valve | 00GAC12AA581 | PRODUCTION |  |  | GT0801 | A105
00GAC12AA582KA | Gate Valve | 00GAC12AA582 | PRODUCTION |  |  | GT0801 | A105
00GAC13AA490KA | Gate Valve | 00GAC13AA490 | PRODUCTION
00GAC13AA590KA | Gate Valve | 00GAC13AA590 | PRODUCTION |  |  | GT0801 | A105
00GAC15AA590KA | Gate Valve | 00GAC15AA590 | PRODUCTION |  |  | GT0801 | A105
00GAC15AA591KA | Gate Valve | 00GAC15AA591 | PRODUCTION |  |  | GT0801 | A105
00GAC17AA491KA | Gate Valve | 00GAC17AA491 | PRODUCTION |  |  | GT0801 | A105
00GAC17AA591KA | Gate Valve | 00GAC17AA591 | PRODUCTION |  |  | GT0801 | A105
00GAC18AA492KA | Gate Valve | 00GAC18AA492 | PRODUCTION |  |  | GT0801 | A105
00GAC18AA592KA | Gate Valve | 00GAC18AA592 | PRODUCTION
00GAC22AA493KA | Gate Valve | 00GAC22AA493 | PRODUCTION
00GAC27AA494KA | Gate Valve | 00GAC27AA494 | PRODUCTION
00GHB11AA001KA | Butterfly Valve | 00GHB11AA001 | PRODUCTION
00GHB11AA002KA | Butterfly Valve | 00GHB11AA002 | PRODUCTION
00GHB11AA201KA | Butterfly Valve | 00GHB11AA201 | PRODUCTION |  |  | BF0101 | A216GRWCB
10GHC01AA593KA | Gate Valve | 10GHC01AA593 | PRODUCTION |  |  | GT0801 | A105
10GHC02AA594KA | Gate Valve | 10GHC02AA594 | PRODUCTION
20GHC02AA594KA | Gate Valve | 20GHC02AA594 | PRODUCTION
10GHC03AA001KA | Gate Valve | 10GHC03AA001 | PRODUCTION |  |  | GT0801 | A105
20GHC03AA496KA | Gate Valve | 20GHC03AA496 | PRODUCTION |  |  | GT0802 | A105
10GHC03AA496KA | Gate Valve | 10GHC03AA496 | PRODUCTION |  |  | GT0802 | A105
10GHC03AA497KA | Gate Valve | 10GHC03AA497 | PRODUCTION
20GHC03AA497KA | Gate Valve | 20GHC03AA497 | PRODUCTION
10GHC06AA001KA | Gate Valve | 10GHC06AA001 | PRODUCTION |  |  | GT0802 | A182F304
20GHC06AA001KA | Gate Valve | 20GHC06AA001 | PRODUCTION |  |  | GT0802 | A182F304
00GHC07AA002KA | Gate Valve | 00GHC07AA002 | PRODUCTION |  |  | GT0802 | A105
10GHC07AA002KA | Gate Valve | 10GHC07AA002 | PRODUCTION
10GHC07AA003KA | Globe Valve | 10GHC07AA003 | PRODUCTION |  |  | GL0802 | A182F304
20GHC07AA003KA | Globe Valve | 20GHC07AA003 | PRODUCTION |  |  | GL0802 | A182F304
20GHC07AA497KA | Gate valve | 20GHC07AA497 | PRODUCTION |  |  | GT0802 | A105
10GHC07AA499KA | Gate Valve | 10GHC07AA499 | PRODUCTION |  |  | GT0802 | A105
20GHC08AA001KA | Gate Valve | 20GHC08AA001 | PRODUCTION |  |  | GT0801 | A105
00GHC12AA491KA | Gate Valve | 00GHC12AA491 | PRODUCTION |  |  | GT0802 | A105
00GHC13AA494KA | Gate Valve | 00GHC13AA494 | PRODUCTION |  |  | GT0802 | A105
00GHC13AA495KA | Gate Valve | 00GHC13AA495 | PRODUCTION |  |  | GT0802 | A105
10GHC13AA498KA | Gate Valve | 10GHC13AA498 | PRODUCTION |  |  | GT0802 | A105
00GHC13AA590-1KA | Gate Valve | 00GHC13AA590-1 | PRODUCTION |  |  | GT0802 | A105
00GHC13AA590-2KA | Gate Valve | 00GHC13AA590-2 | PRODUCTION |  |  | GT0802 | A105
00GHC17AA492KA | Gate Valve | 00GHC17AA492 | PRODUCTION |  |  | GT0801 | A105
00GHC17AA493KA | Gate Valve | 00GHC17AA493 | PRODUCTION |  |  | GT0801 | A105
00GHC17AA594KA | Gate Valve | 00GHC17AA594 | PRODUCTION |  |  | GT0801 | A105
00GHC21AA490KA | Gate Valve | 00GHC21AA490 | PRODUCTION |  |  | GT0802 | A105
00GHE07AA590KA | Globe Valve | 00GHE07AA590 | PRODUCTION |  |  | GL0801 | A105
00GHE08AA499KA | Globe Valve | 00GHE08AA499 | PRODUCTION |  |  | GL0801 | A105
00GHE08AA591KA | Globe Valve | 00GHE08AA591 | PRODUCTION |  |  | GL0801 | A105
00GHE27AA201KA | Globe valve | 00GHE27AA201 | PRODUCTION |  |  | GL0801 | A105
00GHE29AA202KA | Globe valve | 00GHE29AA202 | PRODUCTION |  |  | GL0801 | A105
00GHE29AA593KA | Globe valve | 00GHE29AA593 | PRODUCTION |  |  | GL0801 | A105
00GHE45AA592KA | Globe valve | 00GHE45AA592 | PRODUCTION |  |  | GL0801 | A105
00GKB01AA592KA | Globe valve | 00GKB01AA592 | PRODUCTION |  |  | GL0810 | ASTMA105+GALVANIZING
00GKB01AA593KA | Globe valve | 00GKB01AA593 | PRODUCTION |  |  | GL0810 | ASTMA105+GALVANIZING
00GKB16AA594KA | Globe valve | 00GKB16AA594 | PRODUCTION |  |  | GL0810 | ASTMA105+GALVANIZING
00GKB24AA499KA | Globe valve | 00GKB24AA499 | PRODUCTION |  |  | GL0810 | ASTMA105+GALVANIZING
00GMC03AA590KA | Gate Valve | 00GMC03AA590 | PRODUCTION |  |  | GT0801 | A105
00HJF55AA001KA | Ball Valve | 00HJF55AA001 | PRODUCTION |  |  | BL0801 | A105
10HJF55AA001KA | Ball Valve | 10HJF55AA001 | PRODUCTION
20HJF55AA001KA | Ball Valve | 20HJF55AA001 | PRODUCTION
10HJF55AA002KA | Check Valve | 10HJF55AA002 | PRODUCTION |  | SN500000708001-002 | CK0801 | A105
20HJF55AA002KA | Check Valve | 20HJF55AA002 | PRODUCTION |  | SN500000708001-002 | CK0801 | A105
10HJF55AA002QN | Actuator, Control Valve pneumatic | 10HJF55AA002 | PRODUCTION |  |  | I-LD52-27R-028100H
20HJF55AA002QN | Actuator, Control Valve pneumatic | 20HJF55AA002 | PRODUCTION |  |  | I-LD52-27R-028100H
20PAD01AA402KA | Gate Valve | 20PAD01AA402 | PRODUCTION |  |  | GT0801 | A105
10PAD02AA402KA | Gate Valve | 10PAD02AA402 | PRODUCTION |  |  | GT0801 | A105
00PAD09AA001KA | Gate Valve | 00PAD09AA001 | PRODUCTION |  |  | GT0801 | A105
00PAD09AA490KA | Gate Valve | 00PAD09AA490 | PRODUCTION |  |  | GT0801 | A105
00PAD09AA590KA | Gate Valve | 00PAD09AA590 | PRODUCTION |  |  | GT0801 | A105
00PCB01AA401KA | Gate Valve | 00PCB01AA401 | PRODUCTION |  |  | GT0101F | A182F304
10PCB01AA401KA | Gate Valve | 10PCB01AA401 | PRODUCTION |  |  | GT0101F | A182F304
20PCB01AA401KA | Gate Valve | 20PCB01AA401 | PRODUCTION |  |  | GT0101F | A182F304
00PCB02AA490KA | Gate Valve | 00PCB02AA490 | PRODUCTION |  |  | GT0801 | A105
10PCB02AA490KA | Gate Valve | 10PCB02AA490 | PRODUCTION
20PCB02AA490KA | Gate Valve | 20PCB02AA490 | PRODUCTION
00PCB02AA492KA | Gate Valve | 00PCB02AA492 | PRODUCTION |  |  | GT0801 | A105
00PCB02AA590KA | Gate Valve | 00PCB02AA590 | PRODUCTION |  |  | GT0801 | A105
00PCB06AA491KA | Gate Valve | 00PCB06AA491 | PRODUCTION |  |  | GT0801 | A105
00PCB06AA493KA | Gate Valve | 00PCB06AA493 | PRODUCTION |  |  | GT0801 | A105
00PCB06AA591KA | Gate Valve | 00PCB06AA591 | PRODUCTION |  |  | GT0801 | A105
10PCB07AA201KA | Gate Valve | 10PCB07AA201 | PRODUCTION |  |  | GT0801 | A105
20PCB07AA201KA | Gate Valve | 20PCB07AA201 | PRODUCTION |  |  | GT0801 | A105
10QFB11AA494KA | Ball valve | 10QFB11AA494 | PRODUCTION |  |  | BL0802 | A182F304
00QFB12AA101KA | Ball valve | 00QFB12AA101 | PRODUCTION |  |  | BL0802 | A182F304
00QFB13AA101KA | Ball valve | 00QFB13AA101 | PRODUCTION |  |  | BL0102 | A351CF3
00QFB13AA493KA | Ball Valve | 00QFB13AA493 | PRODUCTION |  |  | BL0802 | A182F304
20QFB16AA495KA | Ball Valve | 20QFB16AA495 | PRODUCTION |  |  | BL0802 | A182F304
00QFB18AA101KA | Ball Valve | 00QFB18AA101 | PRODUCTION |  |  | BL0802 | A182F304
00QFB18AA499KA | Ball Valve | 00QFB18AA499 | PRODUCTION |  |  | BL0802 | A182F304
00QFB20AA101KA | Ball Valve | 00QFB20AA101 | PRODUCTION |  |  | BL0802 | A182F304
00QFB20AA497KA | Ball Valve | 00QFB20AA497 | PRODUCTION |  |  | BL0802 | A182F304
00QFB20AA498KA | Ball Valve | 00QFB20AA498 | PRODUCTION |  |  | BL0802 | A182F304
00QFB21AA488KA | Ball Valve | 00QFB21AA488 | PRODUCTION |  |  | BL0802 | A182F304
00QFB21AA489KA | Ball Valve | 00QFB21AA489 | PRODUCTION |  |  | BL0802 | A182F304
00QFB21AA596KA | Ball Valve | 00QFB21AA596 | PRODUCTION |  |  | BL0802 | A182F304
00QFB22AA496KA | Ball Valve | 00QFB22AA496 | PRODUCTION |  |  | BL0802 | A182F304
00QFB22AA594KA | Globe valve | 00QFB22AA594 | PRODUCTION |  |  | CI800 | SSASTMA182F304
00QFB23AA101KA | Ball Valve | 00QFB23AA101 | PRODUCTION |  |  | BL0802 | A182F304
00QFB23AA487KA | Ball Valve | 00QFB23AA487 | PRODUCTION |  |  | BL0802 | A182F304
00QFB24AA101KA | Ball Valve | 00QFB24AA101 | PRODUCTION |  |  | BL0802 | A182F304
00GHB07AA490KA | Gate Valve | 00GHB07AA490 | PRODUCTION |  |  | GT0801 | A105
00GHB07AA590KA | Gate Valve | 00GHB07AA590 | PRODUCTION |  |  | GT0801 | A105
00GHB12AA491KA | Gate Valve | 00GHB12AA491 | PRODUCTION |  |  | GT0801 | A105
10MAV30AP130-M01 | Emergency Oil Pump, motor | 10MAV30AP130 | PRODUCTION |  |  | AUS225M
20MAV30AP130-M01 | Emergency Oil Pump, motor | 20MAV30AP130 | PRODUCTION |  |  | AUS225M
10LBG10AH801KC | Desuperheater | 10LBG10AH801 | PRODUCTION |  |  | CMD-V | SA182 GR. F22 CL.3
20LBG10AH801KC | Desuperheater | 20LBG10AH801 | PRODUCTION |  |  | CMD-V | SA182 GR. F22 CL.3
10LBH15AH901KC | Deaerator Pegging Steam Desuperheater | 10LBH15AH901 | PRODUCTION |  |  | CD-O | SA182 GR. F22 CL.3
20LBH15AH901KC | Deaerator Pegging Steam Desuperheater | 20LBH15AH901 | PRODUCTION |  |  | CD-O | SA182 GR. F22 CL.3
10MAW15AH801KA | Desuperheater | 10MAW15AH801 | PRODUCTION |  |  | MCD | A216WCB
10MAW15AH801KC | Desuperheater | 10MAW15AH801 | PRODUCTION |  |  | MCD | A216WCB
20MAW15AH801KA | Desuperheater | 20MAW15AH801 | PRODUCTION |  |  | MCD | A216WCB
20MAW15AH801KC | Desuperheater | 20MAW15AH801 | PRODUCTION |  |  | MCD | A216WCB
10HAD31BG010MR | Furnace Upper Section Front Wall | 10HAD31BG010 | PRODUCTION |  |  |  | SA-192
20HAD31BG010MR | Furnace Upper Section Front Wall | 20HAD31BG010 | PRODUCTION |  |  |  | SA-192
10HAD32BG010MR | Furnace Upper Section Left Side Wall | 10HAD32BG010 | PRODUCTION |  |  |  | SA-192
20HAD32BG010MR | Furnace Upper Section Left Side Wall | 20HAD32BG010 | PRODUCTION |  |  |  | SA-192
10HAD33BG010MR | Furnace Upper Section Rear Wall | 10HAD33BG010 | PRODUCTION |  |  |  | SA-192
20HAD33BG010MR | Furnace Upper Section Rear Wall | 20HAD33BG010 | PRODUCTION |  |  |  | SA-192
10HAD34BG010MR | Furnace Upper Section Rigth Side Wall | 10HAD34BG010 | PRODUCTION |  |  |  | SA-192
20HAD34BG010MR | Furnace Upper Section Rigth Side Wall | 20HAD34BG010 | PRODUCTION |  |  |  | SA-192
10HAD51BG010MR | Second Pass Front Wall and Screen | 10HAD51BG010 | PRODUCTION |  |  |  | SA-192
20HAD51BG010MR | Second Pass Front Wall and Screen | 20HAD51BG010 | PRODUCTION |  |  |  | SA-192
10HAD52BG010MR | Second Pass Left Side Wall | 10HAD52BG010 | PRODUCTION |  |  |  | SA-192
20HAD52BG010MR | Second Pass Left Side Wall | 20HAD52BG010 | PRODUCTION |  |  |  | SA-192
10HAD53BG010MR | Second Pass Rear Wall | 10HAD53BG010 | PRODUCTION |  |  |  | SA-192
20HAD53BG010MR | Second Pass Rear Wall | 20HAD53BG010 | PRODUCTION |  |  |  | SA-192
10HAD53BG020MR | Second Pass Rear Wall | 10HAD53BG020 | PRODUCTION |  |  |  | SA-192
20HAD53BG020MR | Second Pass Rear Wall | 20HAD53BG020 | PRODUCTION |  |  |  | SA-192
10HAD54BG010MR | Second Pass Rigth Side Wall | 10HAD54BG010 | PRODUCTION |  |  |  | SA-192
20HAD54BG010MR | Second Pass Rigth Side Wall | 20HAD54BG010 | PRODUCTION |  |  |  | SA-192
10HAC10AC001KC | Economizer | 10HAC10AC001 | PRODUCTION |  |  | Plain tube
20HAC10AC001KC | Economizer | 20HAC10AC001 | PRODUCTION |  |  | Plain tube
10HAH10AC001KC | Primary superheater | 10HAH10AC001 | PRODUCTION |  | SERIAL NO: A10215 | Serial no: A10215
20HAH10AC001KC | Primary superheater | 20HAH10AC001 | PRODUCTION |  | SERIAL NO: A10216 | Serial no: A10216
20HAH20AC001KC | Secondary superheater | 20HAH20AC001 | PRODUCTION |  | SERIAL NO: A10216 | Serial no: A10216
20HAH30AC001KC | Tertiary superheater | 20HAH30AC001 | PRODUCTION |  | SERIAL NO: A10216 | Serial no: A10216
00SGA01AP002KP | Electric pump | 00SGA01AP002 | PRODUCTION |  |  | JU6H-UF94
00SGA01AP002-M01 | Motor, Electric pump | 00SGA01AP002 | PRODUCTION |  |  | JU6H-UF94
10LBG50BP001MR | Orifice plate | 10LBG50BP001 | PRODUCTION |  |  | Orifice plate | SA240 TP304L
20LBG50BP001MR | Orifice plate | 20LBG50BP001 | PRODUCTION |  |  | Orifice plate | SA240 TP304L
10LBG50BP002MR | Orifice plate | 10LBG50BP002 | PRODUCTION |  |  | Orifice plate | SA240 TP304L
20LBG50BP002MR | Orifice plate | 20LBG50BP002 | PRODUCTION |  |  | Orifice plate | SA240 TP304L
10LBG50BP003MR | Orifice plate | 10LBG50BP003 | PRODUCTION |  |  | Orifice plate | SA240 TP304L
20LBG50BP003MR | Orifice plate | 20LBG50BP003 | PRODUCTION |  |  | Orifice plate | SA240 TP304L
10LBG50BP004MR | Orifice plate | 10LBG50BP004 | PRODUCTION |  |  | Orifice plate | SA240 TP304L
20LBG50BP004MR | Orifice plate | 20LBG50BP004 | PRODUCTION |  |  | Orifice plate | SA240 TP304L
00GTB59AP001KP | Treated water pump?1 | 00GTB59AP001 | PRODUCTION |  |  | CHLF(T) 2-40 / HORIZONTAL, MULTISTAGE | S
00GTB59AP001-M01 | Motor For Treated Water Pump, motor | 00GTB59AP001 | PRODUCTION |  |  | CHLF(T) 2-40 / HORIZONTAL, MULTISTAGE | CI
00GTB59AP002KP | Treated water pump?2 | 00GTB59AP002 | PRODUCTION |  |  | CHLF(T) 2-40 / HORIZONTAL, MULTISTAGE | S
00GTB59AP002-M01 | Motor For Treated Water Pump, motor | 00GTB59AP002 | PRODUCTION |  |  | CHLF(T) 2-40 / HORIZONTAL, MULTISTAGE | CI
00GTS59AP003KP | Filter feed pump?1 | 00GTS59AP003 | PRODUCTION |  |  | CHLF(T) 2-30 / HORIZONTAL, MULTISTAGE | S
00GTS59AP003-M01 | Motor For Filter Feed Pump | 00GTS59AP003 | PRODUCTION |  |  | CHLF(T) 2-30 / HORIZONTAL, MULTISTAGE | S
00GTS59AP004KP | Filter feed pump?2 | 00GTS59AP004 | PRODUCTION |  |  | CHLF(T) 2-30 / HORIZONTAL, MULTISTAGE | S
00GTS59AP004-M01 | Motor For Filter Feed Pump | 00GTS59AP004 | PRODUCTION |  |  | CHLF(T) 2-30 / HORIZONTAL, MULTISTAGE | S
00GTC59AN001-M01 | Air blower-1, motor | 00GTC59AN001 | PRODUCTION |  |  | SQIRREL CAGE TYPE | CI
00GTC59AN002-M01 | Air blower-2, motor | 00GTC59AN002 | PRODUCTION |  |  | SQIRREL CAGE TYPE | CI
10HLD10AC001KC | Primary air flue gas preheater 1 | 10HLD10AC001 | PRODUCTION |  |  | Andritz design
10HLD11AC001KC | Primary air flue gas preheater 2 | 10HLD11AC001 | PRODUCTION |  |  | Andritz design
10HLD30AC001KC | Overfire air flue gas preheater 1 | 10HLD30AC001 | PRODUCTION |  |  | Andritz design
10HLD31AC001KC | Overfire air flue gas preheater 2 | 10HLD31AC001 | PRODUCTION |  |  | Andritz design
10GHC40AA001KA | Gate Valve | 10GHC40AA001 | PRODUCTION |  |  | OA00 | CF8M
20GHC40AA001KA | Ball valve | 20GHC40AA001 | PRODUCTION |  |  | OA00 | CF8M
10GHC41AA001KA | Gate Valve | 10GHC41AA001 | PRODUCTION |  |  | SV84 | CF8M
20GHC41AA001KA | Ball valve | 20GHC41AA001 | PRODUCTION |  |  | SV84 | CF8M
10GHC42AA001KA | Gate Valve | 10GHC42AA001 | PRODUCTION |  |  | OA00 | CF8M
20GHC42AA001KA | Ball valve | 20GHC42AA001 | PRODUCTION |  |  | OA00 | CF8M
10QCA10AA001KA | Ball Valve | 10QCA10AA001 | PRODUCTION |  |  | SV84 | CF8M
20QCA10AA001KA | Ball valve | 20QCA10AA001 | PRODUCTION |  |  | SV84 | CF8M
10QCA10AA002KA | Ball Valve | 10QCA10AA002 | PRODUCTION |  |  | OA00 | CF8M
20QCA10AA002KA | Ball valve | 20QCA10AA002 | PRODUCTION |  |  | OA00 | CF8M
10QCA10AA601KA | Ball Valve | 10QCA10AA601 | PRODUCTION |  |  | OA00 | CF8M
20QCA10AA601KA | Ball valve | 20QCA10AA601 | PRODUCTION |  |  | OA00 | CF8M
10QCA10AA701KA | Ball Valve | 10QCA10AA701 | PRODUCTION |  |  | OA00 | CF8M
20QCA10AA701KA | Ball valve | 20QCA10AA701 | PRODUCTION |  |  | OA00 | CF8M
10QCA11AA001KA | Ball valve | 10QCA11AA001 | PRODUCTION |  |  | SV84 | CF8M
20QCA11AA001KA | Ball valve | 20QCA11AA001 | PRODUCTION |  |  | SV84 | CF8M
10QCA11AA002KA | Ball valve | 10QCA11AA002 | PRODUCTION |  |  | SV84 | CF8M
20QCA11AA002KA | Ball valve | 20QCA11AA002 | PRODUCTION |  |  | SV84 | CF8M
10QCA11AA003KA | Ball valve | 10QCA11AA003 | PRODUCTION |  |  | SV84 | CF8M
20QCA11AA003KA | Ball valve | 20QCA11AA003 | PRODUCTION |  |  | SV84 | CF8M
10QCA12AA001KA | Ball valve | 10QCA12AA001 | PRODUCTION |  |  | SV84 | CF8M
20QCA12AA001KA | Ball valve | 20QCA12AA001 | PRODUCTION |  |  | SV84 | CF8M
10QCA12AA002KA | Ball valve | 10QCA12AA002 | PRODUCTION |  |  | SV84 | CF8M
20QCA12AA002KA | Ball valve | 20QCA12AA002 | PRODUCTION |  |  | SV84 | CF8M
00BFB10-A | 690 V VFD PMCC-2 | 00BFB10 | PRODUCTION
10GAC43AP001-U01 | Cooling water dosing pump - VFD | 10GAC43AP001 | PRODUCTION |  | DIPL:CPV01-0055-1372-1399,A-B | FC302P1K5
20GAC43AP001-U01 | Cooling water dosing pump - VFD | 20GAC43AP001 | PRODUCTION |  | DIPL:CPV01-0055-1372-1399,A-B | FC302P1K5
10HDA15AF001-U01 | Bottom ash screw conveyor 1 - VFD | 10HDA15AF001 | PRODUCTION |  | DIPL:CPV01-0055-1372-1399,A-B | FC302P3K0
20HDA15AF001-U01 | Bottom ash screw conveyor 1 - VFD | 20HDA15AF001 | PRODUCTION |  | DIPL:CPV01-0055-1372-1399,A-B | FC302P3K0
10HDA25AF001-U01 | Bottom ash screw conveyor 2 - VFD | 10HDA25AF001 | PRODUCTION |  | DIPL:CPV01-0055-1372-1399,A-B | FC302P3K0
20HDA25AF001-U01 | Bottom ash screw conveyor 2 - VFD | 20HDA25AF001 | PRODUCTION |  | DIPL:CPV01-0055-1372-1399,A-B | FC302P3K0
10HDA40AF001-U01 | Bottom ash drag chain conveyor - VFD | 10HDA40AF001 | PRODUCTION |  | DIPL:CPV01-0055-1372-1399,A-B | FC302P3K0
20HDA40AF001-U01 | Bottom ash drag chain conveyor - VFD | 20HDA40AF001 | PRODUCTION |  | DIPL:CPV01-0055-1372-1399,A-B | FC302P3K0
10HDC51AF001-U01 | Wet discharging rotary feeder - VFD | 10HDC51AF001 | PRODUCTION |  | DIPL:CPV01-0055-1372-1399,A-B | FC302P3K0
20HDC51AF001-U01 | Wet discharging rotary feeder - VFD | 20HDC51AF001 | PRODUCTION |  | DIPL:CPV01-0055-1372-1399,A-B | FC302P3K0
10HFA10AF001-U01 | PowerScrew 1, reclaimer - VFD | 10HFA10AF001 | PRODUCTION |  | DIPL:CPV01-1M10-1356-1371 | FC302P37K5
20HFA10AF001-U01 | PowerScrew 1, reclaimer - VFD | 20HFA10AF001 | PRODUCTION |  | DIPL:CPV01-1M10-1356-1371 | FC302P37K5
10HFA20AF001-U01 | PowerScrew 2, reclaimer - VFD | 10HFA20AF001 | PRODUCTION |  | DIPL:CPV01-1M10-1356-1371 | FC302P37K5
20HFA20AF001-U01 | PowerScrew 2, reclaimer - VFD | 20HFA20AF001 | PRODUCTION |  | DIPL:CPV01-1M10-1356-1371 | FC302P37K5
10HFB10AF001-U01 | Fuel transportation chain conveyor 1 - VFD | 10HFB10AF001 | PRODUCTION |  | DIPL:CPV01-0055-1372-1399,A-B | FC302P7K5
20HFB10AF001-U01 | Fuel transportation chain conveyor 1 - VFD | 20HFB10AF001 | PRODUCTION |  | DIPL:CPV01-0055-1372-1399,A-B | FC302P7K5
10HFB11AF001-U01 | Fuel feeding screw 1 - VFD | 10HFB11AF001 | PRODUCTION |  | DIPL:CPV01-0055-1372-1399,A-B | FC302P5K5
20HFB11AF001-U01 | Fuel feeding screw 1 - VFD | 20HFB11AF001 | PRODUCTION |  | DIPL:CPV01-0055-1372-1399,A-B | FC302P5K5
10HFB12AF001-U01 | Fuel feeding screw 2 - VFD | 10HFB12AF001 | PRODUCTION |  | DIPL:CPV01-0055-1372-1399,A-B | FC302P5K5
20HFB12AF001-U01 | Fuel feeding screw 2 - VFD | 20HFB12AF001 | PRODUCTION |  | DIPL:CPV01-0055-1372-1399,A-B | FC302P5K5
10HFB20AF001-U01 | Fuel transportation chain conveyor 2 - VFD | 10HFB20AF001 | PRODUCTION |  | DIPL:CPV01-0055-1372-1399,A-B | FC302P7K5
20HFB20AF001-U01 | Fuel transportation chain conveyor 2 - VFD | 20HFB20AF001 | PRODUCTION |  | DIPL:CPV01-0055-1372-1399,A-B | FC302P7K5
10HFB21AF001-U01 | Fuel feeding screw 3 - VFD | 10HFB21AF001 | PRODUCTION |  | DIPL:CPV01-0055-1372-1399,A-B | FC302P5K5
20HFB21AF001-U01 | Fuel feeding screw 3 - VFD | 20HFB21AF001 | PRODUCTION |  | DIPL:CPV01-0055-1372-1399,A-B | FC302P5K5
10HFB22AF001-U01 | Fuel feeding screw 4 - VFD | 10HFB22AF001 | PRODUCTION |  | DIPL:CPV01-0055-1372-1399,A-B | FC302P5K5
20HFB22AF001-U01 | Fuel feeding screw 4 - VFD | 20HFB22AF001 | PRODUCTION |  | DIPL:CPV01-0055-1372-1399,A-B | FC302P5K5
10HLB10AN001-U01 | Primary air fan - VFD | 10HLB10AN001 | PRODUCTION |  | DIPL:CPV01-9250-1340-1355 | NXP0460 6
20HLB10AN001-U01 | Primary air fan - VFD | 20HLB10AN001 | PRODUCTION |  | DIPL:CPV01-9250-1340-1355 | NXP0460 6
10HLB20AN001-U01 | Overfire air fan - VFD | 10HLB20AN001 | PRODUCTION |  | DIPL:CPV01-1M10-1356-1371 | NXP0502 6
20HLB20AN001-U01 | Overfire air fan - VFD | 20HLB20AN001 | PRODUCTION |  | DIPL:CPV01-1M10-1356-1371 | NXP0502 6
10HNC10AN001-U01 | Flue gas fan - VFD | 10HNC10AN001 | PRODUCTION |  | DIPL:CPV01-1M10-1356-1371 | NXP0460 6
20HNC10AN001-U01 | Flue gas fan - VFD | 20HNC10AN001 | PRODUCTION |  | DIPL:CPV01-1M10-1356-1371 | NXP0460 6
10HNF20AN001-U01 | Recirculation gas fan - VFD | 10HNF20AN001 | PRODUCTION |  | DIPL:CPV01-1M10-1356-1371 | NXP0385 6
20HNF20AN001-U01 | Recirculation gas fan - VFD | 20HNF20AN001 | PRODUCTION |  | DIPL:CPV01-1M10-1356-1371 | NXP0385 6
10HTF10AF001-U01 | Recycle rotary feeder - VFD | 10HTF10AF001 | PRODUCTION |  | DIPL:CPV01-0055-1372-1399,A-B | FC302P7K5
20HTF10AF001-U01 | Recycle rotary feeder - VFD | 20HTF10AF001 | PRODUCTION |  | DIPL:CPV01-0055-1372-1399,A-B | FC302P7K5
10HTJ21AF001-U01 | Reagent feeder - VFD | 10HTJ21AF001 | PRODUCTION |  | DIPL:CPV01-0055-1372-1399,A-B | FC302PK75
20HTJ21AF001-U01 | Reagent feeder - VFD | 20HTJ21AF001 | PRODUCTION |  | DIPL:CPV01-0055-1372-1399,A-B | FC302PK75
10LAC20AP101-U01 | Boiler Feedwater Pump-1 "VFD RTS" | 10LAC20AP101 | PRODUCTION |  | DIPL:CPV01-9250-1340-1355 | NXP0385 6
20LAC20AP101-U01 | Boiler Feedwater Pump-1 "VFD RTS" | 20LAC20AP101 | PRODUCTION |  | DIPL:CPV01-9250-1340-1355 | NXP0385 6
10LAC30AP101-U01 | Boiler Feedwater Pump-2 "VFD RTS" | 10LAC30AP101 | PRODUCTION |  | DIPL:CPV01-9250-1340-1355 | NXP0385 6
20LAC30AP101-U01 | Boiler Feedwater Pump-2 "VFD RTS" | 20LAC30AP101 | PRODUCTION |  | DIPL:CPV01-9250-1340-1355 | NXP0385 6
10MAV30AP130KP | Emergency Oil Pump | 10MAV30AP130 | PRODUCTION |  |  | RDRNF-300 L
20MAV30AP130KP | Emergency Oil Pump | 20MAV30AP130 | PRODUCTION |  |  | RDRNF-300 L
00BFC10-A | 400V UNIT PMCC | 00BFC10 | PRODUCTION
00BFD10-A | 400V BAGFILTER PMCC | 00BFD10 | PRODUCTION
00BHA10-A | 400V STATION PMCC | 00BHA10 | PRODUCTION
00BHB10-A | 400 V CW PMCC | 00BHB10 | PRODUCTION
00BJA10-A | BOILER MCC (INTILLEGENT TYPE) | 00BJA10 | PRODUCTION
00BJB10-A | TURBINE MCC (INTILLEGENT TYPE) | 00BJB10 | PRODUCTION
00BLA10-A | RIVER WATER MCC (INTILLEGENT TYPE) | 00BLA10 | PRODUCTION
00BLD10-A | PHP MCC ROOM (INTILLEGENT TYPE) | 00BLD10 | PRODUCTION
00BLF10-A | WTP MCC (INTILLEGENT TYPE) | 00BLF10 | PRODUCTION
00BLG10-A | FIRE FIGHTING MCC | 00BLG10 | PRODUCTION
00BLH10-A | BOP MCC (INTILLEGENT TYPE) | 00BLH10 | PRODUCTION
00BLI10-A | CHEMICAL HOUSE MCC (INTILLEGENT TYPE) | 00BLI10 | PRODUCTION
00BLJ10-A | WORKSHOP DB | 00BLJ10 | PRODUCTION
00BLK10-A | AC DISTRIBUTION BOARD | 00BLK10 | PRODUCTION
00BLL10-A | MAIN LIGHTING DISTRIBUTION BOARD | 00BLL10 | PRODUCTION
00BLP01-A | Normal Lighting Panel-1 | 00BLP01 | PRODUCTION
00BLP02-A | Normal Lighting Panel-2 | 00BLP02 | PRODUCTION
00BLP03-A | Normal Lighting Panel-3 | 00BLP03 | PRODUCTION
00BLP04-A | Normal Lighting Panel-4 | 00BLP04 | PRODUCTION
00BLP05-A | Normal Lighting Panel-5 | 00BLP05 | PRODUCTION
00BLP06-A | Normal Lighting Panel-6 | 00BLP06 | PRODUCTION
00BLP07-A | Normal Lighting Panel-7 | 00BLP07 | PRODUCTION
00BLP08-A | Normal Lighting Panel-8 | 00BLP08 | PRODUCTION
00BLP09-A | Normal Lighting Panel-9 | 00BLP09 | PRODUCTION
00BLP10-A | Normal Lighting Panel-10 | 00BLP10 | PRODUCTION
00BLP11-A | Normal Lighting Panel-11 | 00BLP11 | PRODUCTION
00BLP12-A | Normal Lighting Panel-12 | 00BLP12 | PRODUCTION
00BLP20-A | Outdoor Lighting Panel-1 | 00BLP20 | PRODUCTION
00BLP21-A | Outdoor Lighting Panel-2 | 00BLP21 | PRODUCTION
00BLP22-A | Outdoor Lighting Panel-3 | 00BLP22 | PRODUCTION
00BLP23-A | Outdoor Lighting Panel-4 | 00BLP23 | PRODUCTION
00BLP24-A | Outdoor Lighting Panel-5 | 00BLP24 | PRODUCTION
00BLP25-A | Outdoor Lighting Panel-6 | 00BLP25 | PRODUCTION
00BLP26-A | Outdoor Lighting Panel-7 | 00BLP26 | PRODUCTION
00BLP27-A | Outdoor Lighting Panel-8 | 00BLP27 | PRODUCTION
00BLP28-A | Street Lighting Panel-1 | 00BLP28 | PRODUCTION
00BLP29-A | Street Lighting Panel-2 | 00BLP29 | PRODUCTION
00BLP40-A | Receptacle Panel-1 | 00BLP40 | PRODUCTION
00BLP41-A | Receptacle Panel-2 | 00BLP41 | PRODUCTION
00BLP42-A | Receptacle Panel-3 | 00BLP42 | PRODUCTION
00BLP43-A | Receptacle Panel-4 | 00BLP43 | PRODUCTION
00BLP44-A | Auxiliary Supply Panel-1 | 00BLP44 | PRODUCTION
00BLP45-A | Auxiliary Supply Panel-2 | 00BLP45 | PRODUCTION
00BLP46-A | Auxiliary Supply Panel-3 | 00BLP46 | PRODUCTION
00BLP47-A | Auxiliary Supply Panel-4 | 00BLP47 | PRODUCTION
00BLP48-A | Auxiliary Supply Panel-5 | 00BLP48 | PRODUCTION
00BLP49-A | Auxiliary Supply Panel-6 | 00BLP49 | PRODUCTION
00BLP50-A | Auxiliary Supply Panel-7 | 00BLP50 | PRODUCTION
00BMA10-A | EMERGENCY MCC (INTILLEGENT TYPE) | 00BMA10 | PRODUCTION
00BMB10-A | EMERGENCY MAIN LIGHTING DISTRIBUTION BOARD | 00BMB10 | PRODUCTION
00BMP01-A | Emergency Lighting Panel-1 | 00BMP01 | PRODUCTION
00BMP02-A | Emergency Lighting Panel-2 | 00BMP02 | PRODUCTION
00BMP03-A | Emergency Lighting Panel-3 | 00BMP03 | PRODUCTION
00BMP04-A | Emergency Lighting Panel-4 | 00BMP04 | PRODUCTION
00BRA11-A | BAG FILTER UPS DB | 00BRA11 | PRODUCTION
00BRA12-A | PHP UPS DB | 00BRA12 | PRODUCTION
00BRA13-A | BOILER UPS DB | 00BRA13 | PRODUCTION
00BRA14-A | WTP UPS DB | 00BRA14 | PRODUCTION
00BRA15-A | CWCT UPS DB | 00BRA15 | PRODUCTION
00BRP01-A | DC Lighting Panel-1 | 00BRP01 | PRODUCTION
00BRP02-A | DC Lighting Panel-2 | 00BRP02 | PRODUCTION
10HCB20AT001KT | Sootblower 1 | 10HCB20AT001 | PRODUCTION |  | B80802 | IK9M
20HCB20AT001KT | Sootblower 1 | 20HCB20AT001 | PRODUCTION |  | B80802 | IK9M
10HCB20AT002KT | Sootblower 2 | 10HCB20AT002 | PRODUCTION |  | B80803 | IK9M
20HCB20AT002KT | Sootblower 2 | 20HCB20AT002 | PRODUCTION |  | B80803 | IK9M
10HCB20AT003KT | Sootblower 3 | 10HCB20AT003 | PRODUCTION |  | B80804 | IK9M
20HCB20AT003KT | Sootblower 3 | 20HCB20AT003 | PRODUCTION |  | B80804 | IK9M
10HCB20AT004KT | Sootblower 4 | 10HCB20AT004 | PRODUCTION |  | B80805 | IK9M
20HCB20AT004KT | Sootblower 4 | 20HCB20AT004 | PRODUCTION |  | B80805 | IK9M
10HCB20AT005KT | Sootblower 5 | 10HCB20AT005 | PRODUCTION |  | B80806 | IK9M
20HCB20AT005KT | Sootblower 5 | 20HCB20AT005 | PRODUCTION |  | B80806 | IK9M
10HCB20AT006KT | Sootblower 6 | 10HCB20AT006 | PRODUCTION |  | B80807 | IK9M
20HCB20AT006KT | Sootblower 6 | 20HCB20AT006 | PRODUCTION |  | B80807 | IK9M
10HCB20AT007KT | Sootblower 7 | 10HCB20AT007 | PRODUCTION |  | B80808 | IK9M
20HCB20AT007KT | Sootblower 7 | 20HCB20AT007 | PRODUCTION |  | B80808 | IK9M
10HCB30AT001KT | Sootblower 8 | 10HCB30AT001 | PRODUCTION |  |  | DIAMOND IK-1MTM
20HCB30AT001KT | Sootblower 8 | 20HCB30AT001 | PRODUCTION |  |  | DIAMOND IK-1MTM
10HCB30AT002KT | Sootblower 9 | 10HCB30AT002 | PRODUCTION |  |  | DIAMOND IK-1MTM
20HCB30AT002KT | Sootblower 9 | 20HCB30AT002 | PRODUCTION |  |  | DIAMOND IK-1MTM
10HCB30AT003KT | Sootblower 10 | 10HCB30AT003 | PRODUCTION |  |  | DIAMOND IK-1MTM
20HCB30AT003KT | Sootblower 10 | 20HCB30AT003 | PRODUCTION |  |  | DIAMOND IK-1MTM
10HCB30AT004KT | Sootblower 11 | 10HCB30AT004 | PRODUCTION |  |  | DIAMOND IK-1MTM
20HCB30AT004KT | Sootblower 11 | 20HCB30AT004 | PRODUCTION |  |  | DIAMOND IK-1MTM
10HCB30AT005KT | Sootblower 12 | 10HCB30AT005 | PRODUCTION |  |  | DIAMOND IK-1MTM
20HCB30AT005KT | Sootblower 12 | 20HCB30AT005 | PRODUCTION |  |  | DIAMOND IK-1MTM
10HCB30AT006KT | Sootblower 13 | 10HCB30AT006 | PRODUCTION |  |  | DIAMOND IK-1MTM
20HCB30AT006KT | Sootblower 13 | 20HCB30AT006 | PRODUCTION |  |  | DIAMOND IK-1MTM
10HCB30AT007KT | Sootblower 14 | 10HCB30AT007 | PRODUCTION |  |  | DIAMOND IK-1MTM
20HCB30AT007KT | Sootblower 14 | 20HCB30AT007 | PRODUCTION |  |  | DIAMOND IK-1MTM
10HCB30AT008KT | Sootblower 15 | 10HCB30AT008 | PRODUCTION |  |  | DIAMOND IK-1MTM
20HCB30AT008KT | Sootblower 15 | 20HCB30AT008 | PRODUCTION |  |  | DIAMOND IK-1MTM
10PGA11CF201-F01 | Flow Switch | 10PGA11CF201 | PRODUCTION |  |  | 2000
10PGA12CF201-F01 | Flow Switch | 10PGA12CF201 | PRODUCTION |  |  | 2000
10PGA13CF201-F01 | Flow Switch | 10PGA13CF201 | PRODUCTION |  |  | 2000
10QCA13AA001KA | Needle valve | 10QCA13AA001 | PRODUCTION |  |  | V15B-D-8M-R-S | SS316
20QCA13AA001KA | Needle valve | 20QCA13AA001 | PRODUCTION |  |  | V15B-D-8M-R-S | SS316
10QCA13AA051KA | Check Valve (general) | 10QCA13AA051 | PRODUCTION |  |  | VH36B-D-8M-S | SS316
20QCA13AA051KA | Check Valve (general) | 20QCA13AA051 | PRODUCTION |  |  | VH36B-D-8M-S | SS316
10QCA13AA601KA | Needle valve | 10QCA13AA601 | PRODUCTION |  |  | V15B-D-8M-R-S | SS316
20QCA13AA601KA | Needle valve | 20QCA13AA601 | PRODUCTION |  |  | V15B-D-8M-R-S | SS316
10QCA13AA801KA | Needle valve | 10QCA13AA801 | PRODUCTION |  |  | V15B-D-8M-R-S | SS316
20QCA13AA801KA | Needle valve | 20QCA13AA801 | PRODUCTION |  |  | V15B-D-8M-R-S | SS316
10QCA13CP501QP | Pressure Gauge | 10QCA13CP501 | PRODUCTION |  |  | RU63-160 | AISI316
20QCA13CP501QP | Pressure gauge | 20QCA13CP501 | PRODUCTION |  |  | RU63-160 | AISI316
10QCA14AA001KA | Needle valve | 10QCA14AA001 | PRODUCTION |  |  | V15B-D-8M-R-S | SS316
20QCA14AA001KA | Needle valve | 20QCA14AA001 | PRODUCTION |  |  | V15B-D-8M-R-S | SS316
10QCA14AA051KA | Check Valve (general) | 10QCA14AA051 | PRODUCTION |  |  | VH36B-D-8M-S | SS316
20QCA14AA051KA | Check Valve (general) | 20QCA14AA051 | PRODUCTION |  |  | VH36B-D-8M-S | SS316
10QCA14AA601KA | Needle valve | 10QCA14AA601 | PRODUCTION |  |  | V15B-D-8M-R-S | SS316
20QCA14AA601KA | Needle valve | 20QCA14AA601 | PRODUCTION |  |  | V15B-D-8M-R-S | SS316
10QCA14AA801KA | Needle valve | 10QCA14AA801 | PRODUCTION |  |  | V15B-D-8M-R-S | SS316
20QCA14AA801KA | Needle valve | 20QCA14AA801 | PRODUCTION |  |  | V15B-D-8M-R-S | SS316
10QCA14CP501QP | Pressure Gauge | 10QCA14CP501 | PRODUCTION |  |  | RU63-160 | AISI316
20QCA14CP501QP | Pressure gauge | 20QCA14CP501 | PRODUCTION |  |  | RU63-160 | AISI316
10QCA15AA401KA | Safety valve | 10QCA15AA401 | PRODUCTION |  |  | V66-D-8M-S | SS316
20QCA15AA401KA | Safety valve | 20QCA15AA401 | PRODUCTION |  |  | V66-D-8M-S | SS316
10QCA16AA401KA | Safety valve | 10QCA16AA401 | PRODUCTION |  |  | V66-D-8M-S | SS316
20QCA16AA401KA | Safety valve | 20QCA16AA401 | PRODUCTION |  |  | V66-D-8M-S | SS316
10HAD10AA801KA | Globe valve | 10HAD10AA801 | PRODUCTION |  |  | G.1.G.H
20HAD10AA801KA | Globe valve | 20HAD10AA801 | PRODUCTION |  |  | G.1.G.H
10HAD10AA802KA | Globe valve | 10HAD10AA802 | PRODUCTION |  |  | G.1.G.H
20HAD10AA802KA | Globe valve | 20HAD10AA802 | PRODUCTION |  |  | G.1.G.H
10HAD10AA804KA | Globe valve | 10HAD10AA804 | PRODUCTION |  |  | G.1.G.H
20HAD10AA804KA | Globe valve | 20HAD10AA804 | PRODUCTION |  |  | G.1.G.H
10HAD10AA805KA | Globe valve | 10HAD10AA805 | PRODUCTION |  |  | G.1.G.H
20HAD10AA805KA | Globe valve | 20HAD10AA805 | PRODUCTION |  |  | G.1.G.H
10HAD10AA811KA | Globe valve | 10HAD10AA811 | PRODUCTION |  |  | G.1.G.H
20HAD10AA811KA | Globe valve | 20HAD10AA811 | PRODUCTION |  |  | G.1.G.H
10HAD10AA812KA | Globe valve | 10HAD10AA812 | PRODUCTION |  |  | G.1.G.H
20HAD10AA812KA | Globe valve | 20HAD10AA812 | PRODUCTION |  |  | G.1.G.H
10HAD10AA814KA | Globe valve | 10HAD10AA814 | PRODUCTION |  |  | G.1.G.H
20HAD10AA814KA | Globe valve | 20HAD10AA814 | PRODUCTION |  |  | G.1.G.H
10HAD10AA815KA | Globe valve | 10HAD10AA815 | PRODUCTION |  |  | G.1.G.H
20HAD10AA815KA | Globe valve | 20HAD10AA815 | PRODUCTION |  |  | G.1.G.H
10HAD10AA821KA | Globe valve | 10HAD10AA821 | PRODUCTION |  |  | G.1.G.H
20HAD10AA821KA | Globe valve | 20HAD10AA821 | PRODUCTION |  |  | G.1.G.H
10HAD10AA822KA | Globe valve | 10HAD10AA822 | PRODUCTION |  |  | G.1.G.H
20HAD10AA822KA | Globe valve | 20HAD10AA822 | PRODUCTION |  |  | G.1.G.H
10HAD10AA824KA | Globe valve | 10HAD10AA824 | PRODUCTION |  |  | G.1.G.H
20HAD10AA824KA | Globe valve | 20HAD10AA824 | PRODUCTION |  |  | G.1.G.H
10HAD10AA825KA | Globe valve | 10HAD10AA825 | PRODUCTION |  |  | G.1.G.H
20HAD10AA825KA | Globe valve | 20HAD10AA825 | PRODUCTION |  |  | G.1.G.H
10HAD10AA831KA | Globe valve | 10HAD10AA831 | PRODUCTION |  |  | G.1.G.H
20HAD10AA831KA | Globe valve | 20HAD10AA831 | PRODUCTION |  |  | G.1.G.H
10HAD10AA832KA | Globe valve | 10HAD10AA832 | PRODUCTION |  |  | G.1.G.H
20HAD10AA832KA | Globe valve | 20HAD10AA832 | PRODUCTION |  |  | G.1.G.H
10HAD10AA834KA | Globe valve | 10HAD10AA834 | PRODUCTION |  |  | G.1.G.H
20HAD10AA834KA | Globe valve | 20HAD10AA834 | PRODUCTION |  |  | G.1.G.H
10HAD10AA835KA | Globe valve | 10HAD10AA835 | PRODUCTION |  |  | G.1.G.H
20HAD10AA835KA | Globe valve | 20HAD10AA835 | PRODUCTION |  |  | G.1.G.H
10HAD10AA841KA | Globe valve | 10HAD10AA841 | PRODUCTION |  |  | G.1.G.H
20HAD10AA841KA | Globe valve | 20HAD10AA841 | PRODUCTION |  |  | G.1.G.H
10HAD10AA842KA | Globe valve | 10HAD10AA842 | PRODUCTION |  |  | G.1.G.H
20HAD10AA842KA | Globe valve | 20HAD10AA842 | PRODUCTION |  |  | G.1.G.H
10HAD10AA851KA | Globe valve | 10HAD10AA851 | PRODUCTION |  |  | G.1.G.H
20HAD10AA851KA | Globe valve | 20HAD10AA851 | PRODUCTION |  |  | G.1.G.H
10HAD10AA861KA | Globe valve | 10HAD10AA861 | PRODUCTION |  |  | G.1.G.H
20HAD10AA861KA | Globe valve | 20HAD10AA861 | PRODUCTION |  |  | G.1.G.H
10HAD10AA862KA | Globe valve | 10HAD10AA862 | PRODUCTION |  |  | G.1.G.H
20HAD10AA862KA | Globe valve | 20HAD10AA862 | PRODUCTION |  |  | G.1.G.H
10HAD10AA864KA | Globe valve | 10HAD10AA864 | PRODUCTION |  |  | G.1.G.H
20HAD10AA864KA | Globe valve | 20HAD10AA864 | PRODUCTION |  |  | G.1.G.H
10HAD10AA865KA | Globe valve | 10HAD10AA865 | PRODUCTION |  |  | G.1.G.H
20HAD10AA865KA | Globe valve | 20HAD10AA865 | PRODUCTION |  |  | G.1.G.H
10HAN12AA711KA | Globe valve | 10HAN12AA711 | PRODUCTION |  |  | G.1.G.H
20HAN12AA711KA | Globe valve | 20HAN12AA711 | PRODUCTION |  |  | G.1.G.H
10HAN12AA712KA | Globe valve | 10HAN12AA712 | PRODUCTION |  |  | G.1.G.H
20HAN12AA712KA | Globe valve | 20HAN12AA712 | PRODUCTION |  |  | G.1.G.H
10HAN12AA751KA | Globe valve | 10HAN12AA751 | PRODUCTION |  |  | G.1.G.H
20HAN12AA751KA | Globe valve | 20HAN12AA751 | PRODUCTION |  |  | G.1.G.H
10HAN12AA752KA | Globe valve | 10HAN12AA752 | PRODUCTION |  |  | G.1.G.H
20HAN12AA752KA | Globe valve | 20HAN12AA752 | PRODUCTION |  |  | G.1.G.H
10HAN14AA701KA | Globe valve | 10HAN14AA701 | PRODUCTION |  |  | G.1.G.H
20HAN14AA701KA | Globe valve | 20HAN14AA701 | PRODUCTION |  |  | G.1.G.H
10HAN14AA702KA | Globe valve | 10HAN14AA702 | PRODUCTION |  |  | G.1.G.H
20HAN14AA702KA | Globe valve | 20HAN14AA702 | PRODUCTION |  |  | G.1.G.H
10HAN22AA601KA | Globe valve | 10HAN22AA601 | PRODUCTION |  |  | G.1.G.H
20HAN22AA601KA | Globe valve | 20HAN22AA601 | PRODUCTION |  |  | G.1.G.H
10HAN22AA602KA | Globe valve | 10HAN22AA602 | PRODUCTION |  |  | G.1.G.H
20HAN22AA602KA | Globe valve | 20HAN22AA602 | PRODUCTION |  |  | G.1.G.H
10HAN90AA001KA | Globe valve | 10HAN90AA001 | PRODUCTION |  |  | G.1.G.H
20HAN90AA001KA | Globe valve | 20HAN90AA001 | PRODUCTION |  |  | G.1.G.H
10HAN90AA002KA | Globe valve | 10HAN90AA002 | PRODUCTION |  |  | G.1.G.H
20HAN90AA002KA | Globe valve | 20HAN90AA002 | PRODUCTION |  |  | G.1.G.H
10HCB20AA801KA | Globe valve | 10HCB20AA801 | PRODUCTION |  |  | G.1.G.H
20HCB20AA801KA | Globe valve | 20HCB20AA801 | PRODUCTION |  |  | G.1.G.H
10HCB20AA802KA | Globe valve | 10HCB20AA802 | PRODUCTION |  |  | G.1.G.H
20HCB20AA802KA | Globe valve | 20HCB20AA802 | PRODUCTION |  |  | G.1.G.H
10HCB20AA811KA | Globe valve | 10HCB20AA811 | PRODUCTION |  |  | G.1.G.H
20HCB20AA811KA | Globe valve | 20HCB20AA811 | PRODUCTION |  |  | G.1.G.H
10HCB20AA812KA | Globe valve | 10HCB20AA812 | PRODUCTION |  |  | G.1.G.H
20HCB20AA812KA | Globe valve | 20HCB20AA812 | PRODUCTION |  |  | G.1.G.H
10HCB23AA001KA | Globe valve | 10HCB23AA001 | PRODUCTION |  |  | G.1.G.H
20HCB23AA001KA | Globe valve | 20HCB23AA001 | PRODUCTION |  |  | G.1.G.H
10HCB32AA001KA | Globe valve | 10HCB32AA001 | PRODUCTION |  |  | G.1.G.H
20HCB32AA001KA | Globe valve | 20HCB32AA001 | PRODUCTION |  |  | G.1.G.H
10QCA17AA051KA | Piston Check Valve | 10QCA17AA051 | PRODUCTION |  |  | LC.3.G.H.
20QCA17AA051KA | Piston Check Valve | 20QCA17AA051 | PRODUCTION |  |  | LC.3.G.H.
10QJA25AA001KA | Globe valve | 10QJA25AA001 | PRODUCTION |  |  | G.1.G.H
10QJA25AA002KA | Globe valve | 10QJA25AA002 | PRODUCTION |  |  | G.1.G.H
10QJA26AA001KA | Globe valve | 10QJA26AA001 | PRODUCTION |  |  | G.1.G.H
10QJA26AA002KA | Globe valve | 10QJA26AA002 | PRODUCTION |  |  | G.1.G.H
10QUE20AA001KA | Globe valve | 10QUE20AA001 | PRODUCTION |  |  | G.1.G.H
10QUE20AA003KA | Globe valve | 10QUE20AA003 | PRODUCTION |  |  | G.1.G.H
00BTL10-G | BATTERY CHARGER- 1 | 00BTL10 | PRODUCTION |  | 11/2018 DUC 0222 | DFCBC-/110V 200AMP
00BTL20-G | BATTERY CHARGER- 2 | 00BTL20 | PRODUCTION |  | 11/2018 DUC 0222 | DFCBC-/110V 200AMP
00BUA10-A | 110 V DC DISTRIBUTION BOARD FOR MOTOR & EMERGENCY LIGHTING | 00BUA10 | PRODUCTION |  |  | 110V, 250A AL DP BUSBAR 10kA FOR 1 SEC.
10MAV80AP130KP | Jacking Oil Pump | 10MAV80AP130 | PRODUCTION |  |  | OP3015CPSTB
10MAV80AP130MG | Gear, Jacking Oil Pump | 10MAV80AP130 | PRODUCTION |  |  | OP3015CPSTB
20MAV80AP130KP | Jacking Oil Pump | 20MAV80AP130 | PRODUCTION |  |  | OP3015CPSTB
20MAV80AP130MG | Gear, Jacking Oil Pump | 20MAV80AP130 | PRODUCTION |  |  | OP3015CPSTB
00GCN59AT001KT | Morpholine dosing tank-1 strainer | 00UGD | PRODUCTION |  |  | MODEL 1504 | WCB+ EBOINTE LINED
00GCN59AT002KT | SAC acid ejector | 00GCN59AT002 | PRODUCTION |  |  | MODEL 1504 | WCB+ EBOINTE LINED
00GCN59AT003KT | Ejector For Caustic Measuring Tank For SBA | 00GCN59AT003 | PRODUCTION |  |  | MODEL 1504 | WCB+ EBOINTE LINED
00GCN59AT004KT | Caustic unloading pump-2 strainer | 00GCN59AT004 | PRODUCTION |  |  | MODEL 1504 | WCB+ EBOINTE LINED
00GCN59CD501QP | Density Indicator | 00GCN59CD501 | PRODUCTION |  |  | DI/1/1.2 | GLASS
00GCN59CD502QP | Density Indicator | 00GCN59CD502 | PRODUCTION |  |  | DI/1/1.2 | GLASS
00GCN59CD503QP | Density Indicator | 00GCN59CD503 | PRODUCTION |  |  | DI/1/1.2 | GLASS
00GCN59CD504QP | Density Indicator | 00GCN59CD504 | PRODUCTION |  |  | DI/1/1.2 | GLASS
10HJF51AT001KT | Y-strainer | 10HJF51AT001 | PRODUCTION |  |  | Y-strainer | AISI 316 / AISI 304
20HJF51AT001KT | Y-strainer | 20HJF51AT001 | PRODUCTION |  |  | Y-strainer | AISI 316 / AISI 304
10HJF52AT001KT | Y-strainer | 10HJF52AT001 | PRODUCTION |  |  | Y-strainer | AISI 316 / AISI 304
20HJF52AT001KT | Y-strainer | 20HJF52AT001 | PRODUCTION |  |  | Y-strainer | AISI 316 / AISI 304
10QCA11AT001KT | Line strainer | 10QCA11AT001 | PRODUCTION |  |  | MDY-YS HST /400 mikro | AISI316
20QCA11AT001KT | Line strainer - Phosphate dosing pump 1 | 20QCA11AT001 | PRODUCTION |  |  | MDY-YS HST /400 mikro | AISI316
10QCA12AT001KT | Line strainer | 10QCA12AT001 | PRODUCTION |  |  | MDY-YS HST /400 mikro | AISI316
20QCA12AT001KT | Line strainer - Phospahate dosing pump 2 | 20QCA12AT001 | PRODUCTION |  |  | MDY-YS HST /400 mikro | AISI316
00SMA01KE001KE | TG EOT CRANE: DOUBLE GIRDER EOT | 00SMA01KE001 | PRODUCTION |  |  | 17-18/227/6295/MECH
10ADF10-F | Surge Arrestor | 10ADF10 | PRODUCTION
20ADF10-F | Surge Arrestor | 20ADF10 | PRODUCTION
10ADF20-F | Surge Arrestor | 10ADF20 | PRODUCTION
20ADF20-F | Surge Arrestor | 20ADF20 | PRODUCTION
10ADF30-F | Surge Arrestor | 10ADF30 | PRODUCTION
20ADF30-F | Surge Arrestor | 20ADF30 | PRODUCTION
00GCF59CQ021-U01 | Conductivity Comparator (Ratio) | 00GCF59CQ021 | PRODUCTION |  |  | 1056-03-20-30-AN + 400-12 X 1 No AND 400-13 X 1 No | POLYCARBONATE
00GCF59CQ022-U01 | Conductivity Comparator (Ratio) | 00GCF59CQ022 | PRODUCTION |  |  | 1056-03-20-30-AN + 400-12 X 1 No AND 400-13 X 1 No | POLYCARBONATE
00GCF59CQ031-U01 | Conductivity Transmitter | 00GCF59CQ031 | PRODUCTION |  |  | 1066-C-HT-60 400-11+99CB17FT | POLYCARBONATE
00GCF59CQ032-U01 | Conductivity Transmitter | 00GCF59CQ032 | PRODUCTION |  |  | 1066-C-HT-60 400-11+99CB17FT | POLYCARBONATE
00GCF59CQ033-U01 | Conductivity Transmitter | 00GCF59CQ033 | PRODUCTION |  |  | 1066-C-HT-60 400-11+99CB17FT | POLYCARBONATE
00GCF59CQ034-U01 | Conductivity Transmitter | 00GCF59CQ034 | PRODUCTION |  |  | 1066-C-HT-60 400-11+99CB17FT | POLYCARBONATE
00GCF59CQ041-U01 | Ph Transmitter SBA outlet DM | 00GCF59CQ041 | PRODUCTION |  |  | 1056-03-22-32-AN + '3900-02-10 | POLYCARBONATE
00GCF59CQ042-U01 | Ph Transmitter | 00GCF59CQ042 | PRODUCTION |  |  | 1066-P-HT-60 + '3900-02-10 | POLYCARBONATE
00GCF59CQ043-U01 | Ph Transmitter water storage tank inlet - DM | 00GCF59CQ043 | PRODUCTION |  |  | 1066-P-HT-60 + '3900-02-10 | POLYCARBONATE
00GCF59CQ611QB | Conductivity Sensor | 00GCF59CQ611 | PRODUCTION |  |  | 400-11+99CB17FT | SS316
00GCF59CQ612QB | Conductivity Sensor | 00GCF59CQ612 | PRODUCTION |  |  | 400-11+99CB17FT | SS316
00GCF59CQ613QB | Conductivity Sensor | 00GCF59CQ613 | PRODUCTION |  |  | 400-11+99CB17FT | SS316
00GCF59CQ614QB | Conductivity Sensor | 00GCF59CQ614 | PRODUCTION |  |  | 400-11+99CB17FT | SS316
00GCF59CQ631-U01 | Silica Analyzer | 00GCF59CQ631 | PRODUCTION |  |  | 5500.S0.A4U + ' WITH 6783600 REAGENTS WITH CRCA PANEL | POLYCARBONATE
00GCF59CQ661-U01 | Ph Sensor SBA outlet - DM | 00GCF59CQ661 | PRODUCTION |  |  | 730527 | GLASS
00GCF59CQ662-U01 | Ph Sensor | 00GCF59CQ662 | PRODUCTION |  |  | 730527 | GLASS
00GCF59CQ663-U01 | Ph Sensor water storage tank inlet - DM | 00GCF59CQ663 | PRODUCTION |  |  | 730527 | GLASS
00GCF59CQ664-U01 | Ph Sensor SBA outlet - DM | 00GCF59CQ664 | PRODUCTION |  |  | 730527 | GLASS
00GCR59CQ044-U01 | Ph Transmitter | 00GCR59CQ044 | PRODUCTION |  |  | 1066-P-HT-60 + ''396P-02-10-55 | POLYCARBONATE
00GCR59CQ664-U01 | Ph Sensor | 00GCR59CQ664 | PRODUCTION |  |  | 396P-02-10-55 | GLASS
00GTB59CQ201-U01 | Chlorine Analyzer | 00GTB59CQ201 | PRODUCTION |  |  | ANALYZER:- 1066-CL-HT-60 SENSOR:- 499ACL | HOUSING - POLYCARBONATE
10HAD10CL101-F01 | Digital Indicator | 10HAD10CL101 | PRODUCTION |  |  | Hydrastep Control unit
20HAD10CL101QP | Digital Indicator | 20HAD10CL101 | PRODUCTION |  |  | Hydrastep Control unit
10HAD10CL102-F01 | Digital Indicator | 10HAD10CL102 | PRODUCTION |  |  | Hydrastep Control unit-2468CABD
20HAD10CL102QP | Digital Indicator | 20HAD10CL102 | PRODUCTION |  |  | Hydrastep Control unit-2468CABD
10HAD10CL502QP | Level Gauge | 10HAD10CL502 | PRODUCTION |  |  | Hydrastep 120-760-700-12, electrode - 459600602
20HAD10CL502QP | Level Gauge | 20HAD10CL502 | PRODUCTION |  |  | Hydrastep 120-760-700-12, electrode - 459600602
10HNA25CQ001QB | Oxygen Probe | 10HNA25CQ001 | PRODUCTION |  |  | 6888A-1OXY-4-1-1HT-08-00-0-0-0-0
10HNA25CQ001QE | Oxygen Probe | 10HNA25CQ001 | PRODUCTION |  |  | 6888A-1OXY-4-1-1HT-08-00-0-0-0-0
10HNA25CQ001QT | O2 Transmitter | 10HNA25CQ001 | PRODUCTION |  |  | 6888Xi-1OXY-02-00-00-00-00-00
10HNA25CQ001-U01 | Oxygen Transmitter | 10HNA25CQ001 | PRODUCTION |  |  | 6888Xi-1OXY-02-00-00-00-00-00
20HNA25CQ001QB | Oxygen Probe | 20HNA25CQ001 | PRODUCTION |  |  | 6888A-1OXY-4-1-1HT-08-00-0-0-0-0
20HNA25CQ001QE | Oxygen Probe | 20HNA25CQ001 | PRODUCTION |  |  | 6888A-1OXY-4-1-1HT-08-00-0-0-0-0
20HNA25CQ001QT | O2 Transmitter | 20HNA25CQ001 | PRODUCTION |  |  | 6888Xi-1OXY-02-00-00-00-00-00
20HNA25CQ001-U01 | Oxygen Transmitter | 20HNA25CQ001 | PRODUCTION |  | 37935395 | 6888Xi-1OXY-02-00-00-00-00-00
10HNA25CQ002QB | Oxygen Probe | 10HNA25CQ002 | PRODUCTION |  |  | 6888A-1OXY-4-1-1HT-08-00-0-0-0-0
10HNA25CQ002QE | Oxygen Probe | 10HNA25CQ002 | PRODUCTION |  |  | 6888A-1OXY-4-1-1HT-08-00-0-0-0-0
10HNA25CQ002QT | O2 Transmitter | 10HNA25CQ002 | PRODUCTION |  |  | 6888Xi-1OXY-02-00-00-00-00-00
10HNA25CQ002-U01 | Oxygen Transmitter | 10HNA25CQ002 | PRODUCTION |  |  | 6888Xi-1OXY-02-00-00-00-00-00
20HNA25CQ002QB | Oxygen Probe | 20HNA25CQ002 | PRODUCTION |  |  | 6888A-1OXY-4-1-1HT-08-00-0-0-0-0
20HNA25CQ002QE | Oxygen Probe | 20HNA25CQ002 | PRODUCTION |  |  | 6888A-1OXY-4-1-1HT-08-00-0-0-0-0
20HNA25CQ002QT | O2 Transmitter | 20HNA25CQ002 | PRODUCTION |  |  | 6888Xi-1OXY-02-00-00-00-00-00
20HNA25CQ002-U01 | Oxygen Transmitter | 20HNA25CQ002 | PRODUCTION |  | 37935395 | 6888Xi-1OXY-02-00-00-00-00-00
10HNA25CQ003QB | Oxygen Probe | 10HNA25CQ003 | PRODUCTION |  |  | 6888A-1OXY-4-1-1HT-08-00-0-0-0-0
10HNA25CQ003QE | Oxygen Probe | 10HNA25CQ003 | PRODUCTION |  |  | 6888A-1OXY-4-1-1HT-08-00-0-0-0-0
10HNA25CQ003QT | O2 Transmitter | 10HNA25CQ003 | PRODUCTION |  |  | 6888Xi-1OXY-02-00-00-00-00-00
10HNA25CQ003-U01 | Oxygen Transmitter | 10HNA25CQ003 | PRODUCTION |  |  | 6888Xi-1OXY-02-00-00-00-00-00
20HNA25CQ003QB | Oxygen Probe | 20HNA25CQ003 | PRODUCTION |  |  | 6888A-1OXY-4-1-1HT-08-00-0-0-0-0
20HNA25CQ003QE | Oxygen Probe | 20HNA25CQ003 | PRODUCTION |  |  | 6888A-1OXY-4-1-1HT-08-00-0-0-0-0
20HNA25CQ003QT | O2 Transmitter | 20HNA25CQ003 | PRODUCTION |  |  | 6888Xi-1OXY-02-00-00-00-00-00
20HNA25CQ003-U01 | Oxygen Transmitter | 20HNA25CQ003 | PRODUCTION |  | 37935395 | 6888Xi-1OXY-02-00-00-00-00-00
10HTQ33AT001KT | Filter | 10HTQ33AT001 | PRODUCTION
10LAB28CP001-U01 | Differential Pressure Transmitter | 10LAB28CP001 | PRODUCTION |  |  | 3051CD2A02A1AM5E8S5Q4+0305RC52B11B4
20LAB28CP001-U01 | Differential Pressure Transmitter | 20LAB28CP001 | PRODUCTION |  |  | 3051CD2A02A1AM5E8S5Q4+0305RC52B11B4
10LAB28CP002-U01 | Differential Pressure Transmitter | 10LAB28CP002 | PRODUCTION |  |  | 3051CD2A02A1AM5E8S5Q4+0305RC52B11B4
20LAB28CP002-U01 | Differential Pressure Transmitter | 20LAB28CP002 | PRODUCTION |  |  | 3051CD2A02A1AM5E8S5Q4+0305RC52B11B4
10LAB28CP003-U01 | Differential Pressure Transmitter | 10LAB28CP003 | PRODUCTION |  |  | 3051CD2A02A1AM5E8S5Q4+0305RC52B11B4
20LAB28CP003-U01 | Differential Pressure Transmitter | 20LAB28CP003 | PRODUCTION |  |  | 3051CD2A02A1AM5E8S5Q4+0305RC52B11B4
10LAB29CP001-U01 | Differential Pressure Transmitter | 10LAB29CP001 | PRODUCTION |  |  | 3051CD2A02A1AM5E8S5Q4+0305RC52B11B4
20LAB29CP001-U01 | Differential Pressure Transmitter | 20LAB29CP001 | PRODUCTION |  |  | 3051CD2A02A1AM5E8S5Q4+0305RC52B11B4
10LAB29CP002-U01 | Differential Pressure Transmitter | 10LAB29CP002 | PRODUCTION |  |  | 3051CD2A02A1AM5E8S5Q4+0305RC52B11B4
20LAB29CP002-U01 | Differential Pressure Transmitter | 20LAB29CP002 | PRODUCTION |  |  | 3051CD2A02A1AM5E8S5Q4+0305RC52B11B4
10LAB29CP003-U01 | Differential Pressure Transmitter | 10LAB29CP003 | PRODUCTION |  |  | 3051CD2A02A1AM5E8S5Q4+0305RC52B11B4
20LAB29CP003-U01 | Differential Pressure Transmitter | 20LAB29CP003 | PRODUCTION |  |  | 3051CD2A02A1AM5E8S5Q4+0305RC52B11B4
20HTQ33AT001KT | Filter | 20HTQ33AT001 | PRODUCTION
10HJF51CF001QB | Mass Flow meter | 10HJF51CF001 | PRODUCTION |  |  | Promass 80E15- AABSAAHAAAA8+DAZ1 | AISI 316
10HJF51CF001-U01 | Mass Flow Transmitter | 10HJF51CF001 | PRODUCTION |  |  | Promass 80E15- AABSAAHAAAA8+DAZ1 | AISI 316
20HJF51CF001QB | Mass Flow meter | 20HJF51CF001 | PRODUCTION |  |  | Promass 80E15- AABSAAHAAAA8+DAZ1 | AISI 316
20HJF51CF001-U01 | Mass Flow Transmitter | 20HJF51CF001 | PRODUCTION |  |  | Promass 80E15- AABSAAHAAAA8+DAZ1 | AISI 316
10HJF51CP001-U01 | Pressure Transmitter | 10HJF51CP001 | PRODUCTION |  |  | Cerabar M PMP51- BD21JA1PGBRKJA1+LAZ1 | AISI 316
20HJF51CP001-U01 | Pressure transmitter | 20HJF51CP001 | PRODUCTION |  |  | Cerabar M PMP51- BD21JA1PGBRKJA1+LAZ1 | AISI 316
10HJF52CF001QB | Mass Flow meter | 10HJF52CF001 | PRODUCTION |  |  | Promass 80E15- AABSAAHAAAA8+DAZ1 | AISI 316
10HJF52CF001-U01 | Mass Flow Transmitter | 10HJF52CF001 | PRODUCTION |  |  | Promass 80E15- AABSAAHAAAA8+DAZ1 | AISI 316
20HJF52CF001QB | Mass Flow meter | 20HJF52CF001 | PRODUCTION |  |  | Promass 80E15- AABSAAHAAAA8+DAZ1 | AISI 316
20HJF52CF001-U01 | Flow transmitter | 20HJF52CF001 | PRODUCTION |  |  | Promass 80E15- AABSAAHAAAA8+DAZ1 | AISI 316
10HJF52CP001-U01 | Pressure Transmitter | 10HJF52CP001 | PRODUCTION |  |  | Cerabar M PMP51- BD21JA1PGBRKJA1+LAZ1 | AISI 316
20HJF52CP001-U01 | Pressure transmitter | 20HJF52CP001 | PRODUCTION |  |  | Cerabar M PMP51- BD21JA1PGBRKJA1+LAZ1 | AISI 316
10HJN11CP001QB | STB 1, atomizing air | 10HJN11CP001 | PRODUCTION |  |  | Cerabar M PMP51- BD21JA1PGBRKJA1+LAZ1
10HJN11CP001-U01 | Pressure Transmitter | 10HJN11CP001 | PRODUCTION |  |  | Cerabar M PMP51- BD21JA1PGBRKJA1+LAZ1 | AISI 316
20HJN11CP001QB | STB 1, atomizing air | 20HJN11CP001 | PRODUCTION |  |  | Cerabar M PMP51- BD21JA1PGBRKJA1+LAZ1
20HJN11CP001-U01 | Pressure transmitter | 20HJN11CP001 | PRODUCTION |  |  | Cerabar M PMP51- BD21JA1PGBRKJA1+LAZ1 | AISI 316
10HJN21CP001-U01 | Pressure Transmitter | 10HJN21CP001 | PRODUCTION |  |  | Cerabar M PMP51- BD21JA1PGBRKJA1+LAZ1 | AISI 316
20HJN21CP001-U01 | Pressure transmitter | 20HJN21CP001 | PRODUCTION |  |  | Cerabar M PMP51- BD21JA1PGBRKJA1+LAZ1 | AISI 316
10GAC31CT001QB | Temperature Sensor | 10GAC31CT001 | PRODUCTION |  |  | TR15-A5B201J0H3000
10GAC31CT001-U01 | Temperature Transmitter | 10GAC31CT001 | PRODUCTION |  |  | TMT182-A41BA
20GAC31CT001QB | Temperature Sensor | 20GAC31CT001 | PRODUCTION |  |  | TR15-A5B201J0H3000
20GAC31CT001-U01 | Temperature Transmitter | 20GAC31CT001 | PRODUCTION |  |  | TMT182-A41BA
10GAC42CL001-U01 | dP Transmitter | 10GAC42CL001 | PRODUCTION |  |  | PMP51-AA21JB1FGJRKJA1+JAPAZ1/PZAV-B2D2
20GAC42CL001-U01 | dP Transmitter | 20GAC42CL001 | PRODUCTION |  |  | PMP51-AA21JB1FGJRKJA1+JAPAZ1/PZAV-B2D2
10GAC44CF001QB | Magnetic Flow Tube | 10GAC44CF001 | PRODUCTION |  |  | 10E15-8L0A1AA0A4AA+Z1/ 2 x DK5GD-15AE
10GAC44CF001-U01 | Magnetic Flow Transmitter | 10GAC44CF001 | PRODUCTION |  |  | Magnetic Flow Transmitter
20GAC44CF001QB | Magnetic Flow Tube | 20GAC44CF001 | PRODUCTION |  |  | 10E15-8L0A1AA0A4AA+Z1/ 2 x DK5GD-15AE
20GAC44CF001-U01 | Magnetic Flow Transmitter | 20GAC44CF001 | PRODUCTION |  |  | Magnetic Flow Transmitter
10HAC20CT001QB | Temperature Sensor | 10HAC20CT001 | PRODUCTION |  |  | TR15-A5B201J0H3000
10HAC20CT001-U01 | Temperature Transmitter | 10HAC20CT001 | PRODUCTION |  |  | TMT182-A41BA
20HAC20CT001QB | Temperature Sensor | 20HAC20CT001 | PRODUCTION |  |  | TR15-A5B201J0H3000
20HAC20CT001-U01 | Temperature Transmitter | 20HAC20CT001 | PRODUCTION |  |  | TMT182-A41BA
10HAD10CL001-U01 | dP Transmitter | 10HAD10CL001 | PRODUCTION |  |  | PMD75-ACA8DE1DAEA+IAZ1
20HAD10CL001-U01 | dP Transmitter | 20HAD10CL001 | PRODUCTION |  |  | PMD75-ACA8DE1DAEA+IAZ1
10HAD10CL002-U01 | dP Transmitter | 10HAD10CL002 | PRODUCTION |  |  | PMD75-ACA8DE1DAEA+IAZ1
20HAD10CL002-U01 | dP Transmitter | 20HAD10CL002 | PRODUCTION |  |  | PMD75-ACA8DE1DAEA+IAZ1
10HAD10CL003-U01 | dP Transmitter | 10HAD10CL003 | PRODUCTION |  |  | PMD75-ACA8DE1DAEA+IAZ1
20HAD10CL003-U01 | dP Transmitter | 20HAD10CL003 | PRODUCTION |  |  | PMD75-ACA8DE1DAEA+IAZ1
10HAD10CP001-U01 | Pressure Transmitter | 10HAD10CP001 | PRODUCTION |  |  | PMP51-AA22IA1WGJR1JA1+LAZ
20HAD10CP001-U01 | Pressure Transmitter | 20HAD10CP001 | PRODUCTION |  |  | PMP51-AA22IA1WGJR1JA1+LAZ
10HAD10CT001QB | Temperature Sensor | 10HAD10CT001 | PRODUCTION |  |  | TSC310-BPXG148ATZ
10HAD10CT001-U01 | Temperature Transmitter | 10HAD10CT001 | PRODUCTION |  |  | TMT112-A1KBA
20HAD10CT001QB | Temperature Sensor | 20HAD10CT001 | PRODUCTION |  |  | TSC310-BPXG148ATZ
20HAD10CT001-U01 | Temperature Transmitter | 20HAD10CT001 | PRODUCTION |  |  | TMT112-A1KBA
10HAH10CT001QB | Temperature Sensor | 10HAH10CT001 | PRODUCTION |  |  | TSC310-BPXG148ATZ1
10HAH10CT001-U01 | Temperature Transmitter | 10HAH10CT001 | PRODUCTION |  |  | TMT112-A1KBA
20HAH10CT001QB | Temperature Sensor | 20HAH10CT001 | PRODUCTION |  |  | TSC310-BPXG148ATZ1
20HAH10CT001-U01 | Temperature Transmitter | 20HAH10CT001 | PRODUCTION |  |  | TMT112-A1KBA
10HAH10CT002QB | Temperature Sensor | 10HAH10CT002 | PRODUCTION |  |  | TSC310-BPXG148ATZ1
10HAH10CT002-U01 | Temperature Transmitter | 10HAH10CT002 | PRODUCTION |  |  | TMT112-A1KBA
20HAH10CT002QB | Temperature Sensor | 20HAH10CT002 | PRODUCTION |  |  | TSC310-BPXG148ATZ1
20HAH10CT002-U01 | Temperature Transmitter | 20HAH10CT002 | PRODUCTION |  |  | TMT112-A1KBA
10HAH10CT003QB | Temperature Sensor | 10HAH10CT003 | PRODUCTION |  |  | TSC310-BPXG148ATZ1
10HAH10CT003-U01 | Temperature Transmitter | 10HAH10CT003 | PRODUCTION |  |  | TMT112-A1KBA
20HAH10CT003QB | Temperature Sensor | 20HAH10CT003 | PRODUCTION |  |  | TSC310-BPXG148ATZ1
20HAH10CT003-U01 | Temperature Transmitter | 20HAH10CT003 | PRODUCTION |  |  | TMT112-A1KBA
10HAH10CT004QB | Temperature Sensor | 10HAH10CT004 | PRODUCTION |  |  | TSC310-BPXG148ATZ1
10HAH10CT004-U01 | Temperature Transmitter | 10HAH10CT004 | PRODUCTION |  |  | TMT112-A1KBA
20HAH10CT004QB | Temperature Sensor | 20HAH10CT004 | PRODUCTION |  |  | TSC310-BPXG148ATZ1
20HAH10CT004-U01 | Temperature Transmitter | 20HAH10CT004 | PRODUCTION |  |  | TMT112-A1KBA
10HAH10CT005QB | Temperature Sensor | 10HAH10CT005 | PRODUCTION |  |  | TSC310-BPXG148ATZ1
10HAH10CT005-U01 | Temperature Transmitter | 10HAH10CT005 | PRODUCTION |  |  | TMT112-A1KBA
20HAH10CT005QB | Temperature Sensor | 20HAH10CT005 | PRODUCTION |  |  | TSC310-BPXG148ATZ1
20HAH10CT005-U01 | Temperature Transmitter | 20HAH10CT005 | PRODUCTION |  |  | TMT112-A1KBA
10HAH10CT006QB | Temperature Sensor | 10HAH10CT006 | PRODUCTION |  |  | TSC310-BPXG148ATZ1
10HAH10CT006-U01 | Temperature Transmitter | 10HAH10CT006 | PRODUCTION |  |  | TMT112-A1KBA
20HAH10CT006QB | Temperature Sensor | 20HAH10CT006 | PRODUCTION |  |  | TSC310-BPXG148ATZ1
20HAH10CT006-U01 | Temperature Transmitter | 20HAH10CT006 | PRODUCTION |  |  | TMT112-A1KBA
10HAH11CT001QB | Temperature Sensor | 10HAH11CT001 | PRODUCTION |  |  | TC15-A5B201J0HA200
10HAH11CT001-U01 | Temperature Transmitter | 10HAH11CT001 | PRODUCTION |  |  | TMT182-A1KBA
20HAH11CT001QB | Temperature Sensor | 20HAH11CT001 | PRODUCTION |  |  | TC15-A5B201J0HA200
20HAH11CT001-U01 | Temperature Transmitter | 20HAH11CT001 | PRODUCTION |  |  | TMT182-A1KBA
10HAH11CT002QB | Temperature Sensor | 10HAH11CT002 | PRODUCTION |  |  | TC15-A5B201J0HA200
10HAH11CT002-U01 | Temperature Transmitter | 10HAH11CT002 | PRODUCTION |  |  | TMT182-A1KBA
20HAH11CT002QB | Temperature Sensor | 20HAH11CT002 | PRODUCTION |  |  | TC15-A5B201J0HA200
20HAH11CT002-U01 | Temperature Transmitter | 20HAH11CT002 | PRODUCTION |  |  | TMT182-A1KBA
10HAH20CT001QB | Temperature Sensor | 10HAH20CT001 | PRODUCTION |  |  | TSC310-BPXG148ATZ1
10HAH20CT001-U01 | Temperature Transmitter | 10HAH20CT001 | PRODUCTION |  |  | TMT112-A1KBA
20HAH20CT001QB | Temperature Sensor | 20HAH20CT001 | PRODUCTION |  |  | TSC310-BPXG148ATZ1
20HAH20CT001-U01 | Temperature Transmitter | 20HAH20CT001 | PRODUCTION |  |  | TMT112-A1KBA
10HAH20CT002QB | Temperature Sensor | 10HAH20CT002 | PRODUCTION |  |  | TSC310-BPXG148ATZ1
10HAH20CT002-U01 | Temperature Transmitter | 10HAH20CT002 | PRODUCTION |  |  | TMT112-A1KBA
20HAH20CT002QB | Temperature Sensor | 20HAH20CT002 | PRODUCTION |  |  | TSC310-BPXG148ATZ1
20HAH20CT002-U01 | Temperature Transmitter | 20HAH20CT002 | PRODUCTION |  |  | TMT112-A1KBA
10HAH20CT003QB | Temperature Sensor | 10HAH20CT003 | PRODUCTION |  |  | TSC310-BPXG148ATZ1
10HAH20CT003-U01 | Temperature Transmitter | 10HAH20CT003 | PRODUCTION |  |  | TMT112-A1KBA
20HAH20CT003QB | Temperature Sensor | 20HAH20CT003 | PRODUCTION |  |  | TSC310-BPXG148ATZ1
20HAH20CT003-U01 | Temperature Transmitter | 20HAH20CT003 | PRODUCTION |  |  | TMT112-A1KBA
10HAH20CT004QB | Temperature Sensor | 10HAH20CT004 | PRODUCTION |  |  | TSC310-BPXG148ATZ1
10HAH20CT004-U01 | Temperature Transmitter | 10HAH20CT004 | PRODUCTION |  |  | TMT112-A1KBA
20HAH20CT004QB | Temperature Sensor | 20HAH20CT004 | PRODUCTION |  |  | TSC310-BPXG148ATZ1
20HAH20CT004-U01 | Temperature Transmitter | 20HAH20CT004 | PRODUCTION |  |  | TMT112-A1KBA
10HAH20CT005QB | Temperature Sensor | 10HAH20CT005 | PRODUCTION |  |  | TSC310-BPXG148ATZ1
10HAH20CT005-U01 | Temperature Transmitter | 10HAH20CT005 | PRODUCTION |  |  | TMT112-A1KBA
20HAH20CT005QB | Temperature Sensor | 20HAH20CT005 | PRODUCTION |  |  | TSC310-BPXG148ATZ1
20HAH20CT005-U01 | Temperature Transmitter | 20HAH20CT005 | PRODUCTION |  |  | TMT112-A1KBA
10HAH20CT006QB | Temperature Sensor | 10HAH20CT006 | PRODUCTION |  |  | TSC310-BPXG148ATZ1
10HAH20CT006-U01 | Temperature Transmitter | 10HAH20CT006 | PRODUCTION |  |  | TMT112-A1KBA
20HAH20CT006QB | Temperature Sensor | 20HAH20CT006 | PRODUCTION |  |  | TSC310-BPXG148ATZ1
20HAH20CT006-U01 | Temperature Transmitter | 20HAH20CT006 | PRODUCTION |  |  | TMT112-A1KBA
10HAH21CT001QB | Temperature Sensor | 10HAH21CT001 | PRODUCTION |  |  | TC15-A5B201J0HA200
10HAH21CT001-U01 | Temperature Transmitter | 10HAH21CT001 | PRODUCTION |  |  | TMT182-A1KBA
20HAH21CT001QB | Temperature Sensor | 20HAH21CT001 | PRODUCTION |  |  | TC15-A5B201J0HA200
20HAH21CT001-U01 | Temperature Transmitter | 20HAH21CT001 | PRODUCTION |  |  | TMT182-A1KBA
10HAH21CT002QB | Temperature Sensor | 10HAH21CT002 | PRODUCTION |  |  | TC15-A5B201J0HA200
10HAH21CT002-U01 | Temperature Transmitter | 10HAH21CT002 | PRODUCTION |  |  | TMT182-A1KBA
20HAH21CT002QB | Temperature Sensor | 20HAH21CT002 | PRODUCTION |  |  | TC15-A5B201J0HA200
20HAH21CT002-U01 | Temperature Transmitter | 20HAH21CT002 | PRODUCTION |  |  | TMT182-A1KBA
10HAH21CT003QB | Temperature Sensor | 10HAH21CT003 | PRODUCTION |  |  | TC15-A5B201J0HA200
10HAH21CT003-U01 | Temperature Transmitter | 10HAH21CT003 | PRODUCTION |  |  | TMT182-A1KBA
20HAH21CT003QB | Temperature Sensor | 20HAH21CT003 | PRODUCTION |  |  | TC15-A5B201J0HA200
20HAH21CT003-U01 | Temperature Transmitter | 20HAH21CT003 | PRODUCTION |  |  | TMT182-A1KBA
10HAH30CT001QB | Temperature Sensor | 10HAH30CT001 | PRODUCTION |  |  | TSC310-BPXG148ATZ1
10HAH30CT001-U01 | Temperature Transmitter | 10HAH30CT001 | PRODUCTION |  |  | TMT112-A1KBA
20HAH30CT001QB | Temperature Sensor | 20HAH30CT001 | PRODUCTION |  |  | TSC310-BPXG148ATZ1
20HAH30CT001-U01 | Temperature Transmitter | 20HAH30CT001 | PRODUCTION |  |  | TMT112-A1KBA
10HAH30CT002QB | Temperature Sensor | 10HAH30CT002 | PRODUCTION |  |  | TSC310-BPXG148ATZ1
10HAH30CT002-U01 | Temperature Transmitter | 10HAH30CT002 | PRODUCTION |  |  | TMT112-A1KBA
20HAH30CT002QB | Temperature Sensor | 20HAH30CT002 | PRODUCTION |  |  | TSC310-BPXG148ATZ1
20HAH30CT002-U01 | Temperature Transmitter | 20HAH30CT002 | PRODUCTION |  |  | TMT112-A1KBA
10HAH30CT003QB | Temperature Sensor | 10HAH30CT003 | PRODUCTION |  |  | TSC310-BPXG148ATZ1
10HAH30CT003-U01 | Temperature Transmitter | 10HAH30CT003 | PRODUCTION |  |  | TMT112-A1KBA
20HAH30CT003QB | Temperature Sensor | 20HAH30CT003 | PRODUCTION |  |  | TSC310-BPXG148ATZ1
20HAH30CT003-U01 | Temperature Transmitter | 20HAH30CT003 | PRODUCTION |  |  | TMT112-A1KBA
10HAH30CT004QB | Temperature Sensor | 10HAH30CT004 | PRODUCTION |  |  | TSC310-BPXG148ATZ1
10HAH30CT004-U01 | Temperature Transmitter | 10HAH30CT004 | PRODUCTION |  |  | TMT112-A1KBA
20HAH30CT004QB | Temperature Sensor | 20HAH30CT004 | PRODUCTION |  |  | TSC310-BPXG148ATZ1
20HAH30CT004-U01 | Temperature Transmitter | 20HAH30CT004 | PRODUCTION |  |  | TMT112-A1KBA
10HAH30CT005QB | Temperature Sensor | 10HAH30CT005 | PRODUCTION |  |  | TSC310-BPXG148ATZ1
10HAH30CT005-U01 | Temperature Transmitter | 10HAH30CT005 | PRODUCTION |  |  | TMT112-A1KBA
20HAH30CT005QB | Temperature Sensor | 20HAH30CT005 | PRODUCTION |  |  | TSC310-BPXG148ATZ1
20HAH30CT005-U01 | Temperature Transmitter | 20HAH30CT005 | PRODUCTION |  |  | TMT112-A1KBA
10HAH30CT006QB | Temperature Sensor | 10HAH30CT006 | PRODUCTION |  |  | TSC310-BPXG148ATZ1
10HAH30CT006-U01 | Temperature Transmitter | 10HAH30CT006 | PRODUCTION |  |  | TMT112-A1KBA
20HAH30CT006QB | Temperature Sensor | 20HAH30CT006 | PRODUCTION |  |  | TSC310-BPXG148ATZ1
20HAH30CT006-U01 | Temperature Transmitter | 20HAH30CT006 | PRODUCTION |  |  | TMT112-A1KBA
10HAN90CL001-U01 | dP Transmitter | 10HAN90CL001 | PRODUCTION |  |  | PMD75-ACA7FE1DAAA+Z1
00GMC01BB001KD | Tank | 00GMC01BB001 | PRODUCTION
20HAN90CL001-U01 | dP Transmitter | 20HAN90CL001 | PRODUCTION |  |  | PMD75-ACA7FE1DAAA+Z1
10HCB10CF001-U01 | dP Transmitter | 10HCB10CF001 | PRODUCTION |  |  | PMD75-ACA8HE1DAAA+Z1
20HCB10CF001-U01 | Flow transmitter | 20HCB10CF001 | PRODUCTION |  |  | PMD75-ACA8HE1DAAA+Z1
10HCB20CP001-U01 | Pressure Transmitter | 10HCB20CP001 | PRODUCTION |  |  | PMP51-AA22IA1UGJR1JA1+Z1
20HCB20CP001-U01 | Pressure Transmitter | 20HCB20CP001 | PRODUCTION |  |  | PMP51-AA22IA1UGJR1JA1+Z1
10HCB20CT001QB | Temperature Sensor | 10HCB20CT001 | PRODUCTION |  |  | TC15-A5B201J0HA200
10HCB20CT001-U01 | Temperature Transmitter | 10HCB20CT001 | PRODUCTION |  |  | TMT182-A1KBA
20HCB20CT001QB | Temperature Sensor | 20HCB20CT001 | PRODUCTION |  |  | TC15-A5B201J0HA200
20HCB20CT001-U01 | Temperature Transmitter | 20HCB20CT001 | PRODUCTION |  |  | TMT182-A1KBA
10HCB20CT002QB | Temperature Sensor | 10HCB20CT002 | PRODUCTION |  |  | TC15-A5B201J0HA200
10HCB20CT002-U01 | Temperature Transmitter | 10HCB20CT002 | PRODUCTION |  |  | TMT182-A1KBA
20HCB20CT002QB | Temperature Sensor | 20HCB20CT002 | PRODUCTION |  |  | TC15-A5B201J0HA200
20HCB20CT002-U01 | Temperature Transmitter | 20HCB20CT002 | PRODUCTION |  |  | TMT182-A1KBA
10HCB30CT001QB | Temperature Sensor | 10HCB30CT001 | PRODUCTION |  |  | TC15-A5B201J0HA200
10HCB30CT001-U01 | Temperature Transmitter | 10HCB30CT001 | PRODUCTION |  |  | TMT182-A1KBA
20HCB30CT001QB | Temperature Sensor | 20HCB30CT001 | PRODUCTION |  |  | TC15-A5B201J0HA200
20HCB30CT001-U01 | Temperature Transmitter | 20HCB30CT001 | PRODUCTION |  |  | TMT182-A1KBA
10HDA11CT001QB | Temperature Sensor | 10HDA11CT001 | PRODUCTION |  |  | TSC310-BPXG148ATZ1
10HDA11CT001-U01 | Temperature Transmitter | 10HDA11CT001 | PRODUCTION |  |  | TMT112-A1KBA
20HDA11CT001QB | Temperature Sensor | 20HDA11CT001 | PRODUCTION |  |  | TSC310-BPXG148ATZ1
20HDA11CT001-U01 | Temperature Transmitter | 20HDA11CT001 | PRODUCTION |  |  | TMT112-A1KBA
10HDA12CT001QB | Temperature Sensor | 10HDA12CT001 | PRODUCTION |  |  | TSC310-BPXG148ATZ1
10HDA12CT001-U01 | Temperature Transmitter | 10HDA12CT001 | PRODUCTION |  |  | TMT112-A1KBA
20HDA12CT001QB | Temperature Sensor | 20HDA12CT001 | PRODUCTION |  |  | TSC310-BPXG148ATZ1
20HDA12CT001-U01 | Temperature Transmitter | 20HDA12CT001 | PRODUCTION |  |  | TMT112-A1KBA
10HDA13CT001QB | Temperature Sensor | 10HDA13CT001 | PRODUCTION |  |  | TSC310-BPXG148ATZ1
10HDA13CT001-U01 | Temperature Transmitter | 10HDA13CT001 | PRODUCTION |  |  | TMT112-A1KBA
20HDA13CT001QB | Temperature Sensor | 20HDA13CT001 | PRODUCTION |  |  | TSC310-BPXG148ATZ1
20HDA13CT001-U01 | Temperature Transmitter | 20HDA13CT001 | PRODUCTION |  |  | TMT112-A1KBA
10HDA21CT001QB | Temperature Sensor | 10HDA21CT001 | PRODUCTION |  |  | TSC310-BPXG148ATZ1
10HDA21CT001-U01 | Temperature Transmitter | 10HDA21CT001 | PRODUCTION |  |  | TMT112-A1KBA
20HDA21CT001QB | Temperature Sensor | 20HDA21CT001 | PRODUCTION |  |  | TSC310-BPXG148ATZ1
20HDA21CT001-U01 | Temperature Transmitter | 20HDA21CT001 | PRODUCTION |  |  | TMT112-A1KBA
10HDA22CT001QB | Temperature Sensor | 10HDA22CT001 | PRODUCTION |  |  | TSC310-BPXG148ATZ1
10HDA22CT001-U01 | Temperature Transmitter | 10HDA22CT001 | PRODUCTION |  |  | TMT112-A1KBA
20HDA22CT001QB | Temperature Sensor | 20HDA22CT001 | PRODUCTION |  |  | TSC310-BPXG148ATZ1
20HDA22CT001-U01 | Temperature Transmitter | 20HDA22CT001 | PRODUCTION |  |  | TMT112-A1KBA
10HDA23CT001QB | Temperature Sensor | 10HDA23CT001 | PRODUCTION |  |  | TSC310-BPXG148ATZ1
10HDA23CT001-U01 | Temperature Transmitter | 10HDA23CT001 | PRODUCTION |  |  | TMT112-A1KBA
20HDA23CT001QB | Temperature Sensor | 20HDA23CT001 | PRODUCTION |  |  | TSC310-BPXG148ATZ1
20HDA23CT001-U01 | Temperature Transmitter | 20HDA23CT001 | PRODUCTION |  |  | TMT112-A1KBA
10HDC50CL001-U01 | Level Transmitter | 10HDC50CL001 | PRODUCTION |  |  | FMR67-BFAACAGPA5XCA2+Z1
20HDC50CL001-U01 | Level Transmitter | 20HDC50CL001 | PRODUCTION |  |  | FMR67-BFAACAGPA5XCA2+Z1
10HDC50CL101-F01 | Level Switch | 10HDC50CL101 | PRODUCTION |  |  | FTM50-AGJ2A4A32AA1
20HDC50CL101-F01 | Level Switch | 20HDC50CL101 | PRODUCTION |  |  | FTM50-AGJ2A4A32AA1
10HFA10CL001QB | Boiler silo 1, level 1 | 10HFA10CL001 | PRODUCTION |  |  | FMR67-BFAACAGPA5XFA2+Z1
10HFA10CL001-U01 | Radar Level Transmitter | 10HFA10CL001 | PRODUCTION |  |  | FMR67-BFAACAGPA5XFA2+Z1
20HFA10CL001QB | Boiler silo 1, level 1 | 20HFA10CL001 | PRODUCTION |  |  | FMR67-BFAACAGPA5XFA2+Z1
20HFA10CL001-U01 | Radar Level Transmitter | 20HFA10CL001 | PRODUCTION |  |  | FMR67-BFAACAGPA5XFA2+Z1
10HFA10CL002QB | Boiler silo 1, level 2 | 10HFA10CL002 | PRODUCTION |  |  | FMR67-BFAACAGPA5XFA2+Z1
10HFA10CL002-U01 | Radar Level Transmitter | 10HFA10CL002 | PRODUCTION |  |  | FMR67-BFAACAGPA5XFA2+Z1
20HFA10CL002QB | Boiler silo 1, level 2 | 20HFA10CL002 | PRODUCTION |  |  | FMR67-BFAACAGPA5XFA2+Z1
20HFA10CL002-U01 | Radar Level Transmitter | 20HFA10CL002 | PRODUCTION |  |  | FMR67-BFAACAGPA5XFA2+Z1
10HFA10CT001QB | Temperature Sensor | 10HFA10CT001 | PRODUCTION |  |  | TR13-ABB1AFSXH3000
10HFA10CT001-U01 | Temperature Transmitter | 10HFA10CT001 | PRODUCTION |  |  | TMT182-A41BA
20HFA10CT001QB | Temperature Sensor | 20HFA10CT001 | PRODUCTION |  |  | TR13-ABB1AFSXH3000
20HFA10CT001-U01 | Temperature Transmitter | 20HFA10CT001 | PRODUCTION |  |  | TMT182-A41BA
10HFA10CT002QB | Temperature Sensor | 10HFA10CT002 | PRODUCTION |  |  | TR13-ABB1AFSXH3000
10HFA10CT002-U01 | Temperature Transmitter | 10HFA10CT002 | PRODUCTION |  |  | TMT182-A41BA
20HFA10CT002QB | Temperature Sensor | 20HFA10CT002 | PRODUCTION |  |  | TR13-ABB1AFSXH3000
20HFA10CT002-U01 | Temperature Transmitter | 20HFA10CT002 | PRODUCTION |  |  | TMT182-A41BA
10HFA20CL001QB | Boiler silo 2, level 1 | 10HFA20CL001 | PRODUCTION |  |  | FMR67-BFAACAGPA5XFA2+Z1
10HFA20CL001-U01 | Radar Level Transmitter | 10HFA20CL001 | PRODUCTION |  |  | FMR67-BFAACAGPA5XFA2+Z1
20HFA20CL001QB | Boiler silo 2, level 1 | 20HFA20CL001 | PRODUCTION |  |  | FMR67-BFAACAGPA5XFA2+Z1
20HFA20CL001-U01 | Radar Level Transmitter | 20HFA20CL001 | PRODUCTION |  |  | FMR67-BFAACAGPA5XFA2+Z1
10HFA20CL002QB | Boiler silo 2, level 2 | 10HFA20CL002 | PRODUCTION |  |  | FMR67-BFAACAGPA5XFA2+Z1
10HFA20CL002-U01 | Radar Level Transmitter | 10HFA20CL002 | PRODUCTION |  |  | FMR67-BFAACAGPA5XFA2+Z1
20HFA20CL002QB | Boiler silo 2, level 2 | 20HFA20CL002 | PRODUCTION |  |  | FMR67-BFAACAGPA5XFA2+Z1
20HFA20CL002-U01 | Radar Level Transmitter | 20HFA20CL002 | PRODUCTION |  |  | FMR67-BFAACAGPA5XFA2+Z1
10HFA20CT001QB | Temperature Sensor | 10HFA20CT001 | PRODUCTION |  |  | TR13-ABB1AFSXH3000
10HFA20CT001-U01 | Temperature Transmitter | 10HFA20CT001 | PRODUCTION |  |  | TMT182-A41BA
20HFA20CT001QB | Temperature Sensor | 20HFA20CT001 | PRODUCTION |  |  | TR13-ABB1AFSXH3000
20HFA20CT001-U01 | Temperature Transmitter | 20HFA20CT001 | PRODUCTION |  |  | TMT182-A41BA
10HFA20CT002QB | Temperature Sensor | 10HFA20CT002 | PRODUCTION |  |  | TR13-ABB1AFSXH3000
10HFA20CT002-U01 | Temperature Transmitter | 10HFA20CT002 | PRODUCTION |  |  | TMT182-A41BA
20HFA20CT002QB | Temperature Sensor | 20HFA20CT002 | PRODUCTION |  |  | TR13-ABB1AFSXH3000
20HFA20CT002-U01 | Temperature Transmitter | 20HFA20CT002 | PRODUCTION |  |  | TMT182-A41BA
10HFB10CL001QB | Balancing bin 1, level | 10HFB10CL001 | PRODUCTION |  |  | FMG60-51F1S3A1A
10HFB10CL001-U01 | Radar Level Transmitter | 10HFB10CL001 | PRODUCTION |  |  | FMG60-51F1S3A1A
20HFB10CL001QB | Balancing bin 1, level | 20HFB10CL001 | PRODUCTION |  |  | FMG60-51F1S3A1A
20HFB10CL001-U01 | Radar Level Transmitter | 20HFB10CL001 | PRODUCTION |  |  | FMG60-51F1S3A1A
10HFB10CT001QB | Temperature Sensor | 10HFB10CT001 | PRODUCTION |  |  | TST310-A9A1A4B8C1ATZ1 (TSP 71221268
10HFB10CT001-U01 | Temperature Transmitter | 10HFB10CT001 | PRODUCTION |  |  | TMT112-A41BA
20HFB10CT001QB | Temperature Sensor | 20HFB10CT001 | PRODUCTION |  |  | TST310-A9A1A4B8C1ATZ1 (TSP 71221268
20HFB10CT001-U01 | Temperature Transmitter | 20HFB10CT001 | PRODUCTION |  |  | TMT112-A41BA
10HFB10CT002QB | Temperature Sensor | 10HFB10CT002 | PRODUCTION |  |  | TST310-A9A1A4B8C1ATZ1 (TSP 71221268
10HFB10CT002-U01 | Temperature Transmitter | 10HFB10CT002 | PRODUCTION |  |  | TMT112-A41BA
20HFB10CT002QB | Temperature Sensor | 20HFB10CT002 | PRODUCTION |  |  | TST310-A9A1A4B8C1ATZ1 (TSP 71221268
20HFB10CT002-U01 | Temperature Transmitter | 20HFB10CT002 | PRODUCTION |  |  | TMT112-A41BA
10HFB20CL001QB | Balancing bin 2, level | 10HFB20CL001 | PRODUCTION |  |  | FMG60-51F1S3A1A
10HFB20CL001-U01 | Radar Level Transmitter | 10HFB20CL001 | PRODUCTION |  |  | FMG60-51F1S3A1A
20HFB20CL001QB | Balancing bin 2, level | 20HFB20CL001 | PRODUCTION |  |  | FMG60-51F1S3A1A
20HFB20CL001-U01 | Radar Level Transmitter | 20HFB20CL001 | PRODUCTION |  |  | FMG60-51F1S3A1A
10HFB20CT001QB | Temperature Sensor | 10HFB20CT001 | PRODUCTION |  |  | TST310-A9A1A4B8C1ATZ1 (TSP 71221268
10HFB20CT001-U01 | Temperature Transmitter | 10HFB20CT001 | PRODUCTION |  |  | TMT112-A41BA
20HFB20CT001QB | Temperature Sensor | 20HFB20CT001 | PRODUCTION |  |  | TST310-A9A1A4B8C1ATZ1 (TSP 71221268
20HFB20CT001-U01 | Temperature Transmitter | 20HFB20CT001 | PRODUCTION |  |  | TMT112-A41BA
10HFB20CT002QB | Temperature Sensor | 10HFB20CT002 | PRODUCTION |  |  | TST310-A9A1A4B8C1ATZ1 (TSP 71221268
10HFB20CT002-U01 | Temperature Transmitter | 10HFB20CT002 | PRODUCTION |  |  | TMT112-A41BA
20HFB20CT002QB | Temperature Sensor | 20HFB20CT002 | PRODUCTION |  |  | TST310-A9A1A4B8C1ATZ1 (TSP 71221268
20HFB20CT002-U01 | Temperature Transmitter | 20HFB20CT002 | PRODUCTION |  |  | TMT112-A41BA
10HFE10CF001-U01 | dP Transmitter | 10HFE10CF001 | PRODUCTION |  |  | PMD75-ACA7CE1DAEA+IAZ1
20HFE10CF001-U01 | Flow transmitter | 20HFE10CF001 | PRODUCTION |  |  | PMD75-ACA7CE1DAEA+IAZ1
10HHC10CL001-U01 | dP Transmitter | 10HHC10CL001 | PRODUCTION |  |  | PMD75-ACA8FE1DAAA+Z
20HHC10CL001-U01 | dP Transmitter | 20HHC10CL001 | PRODUCTION |  |  | PMD75-ACA8FE1DAAA+Z
10HHC10CP001-U01 | dP Transmitter | 10HHC10CP001 | PRODUCTION |  |  | PMP51-AA22IA1FGJR1JA1+LAZ1
20HHC10CP001-U01 | dP Transmitter | 20HHC10CP001 | PRODUCTION |  |  | PMP51-AA22IA1FGJR1JA1+LAZ1
10HHC10CP002-U01 | dP Transmitter | 10HHC10CP002 | PRODUCTION |  |  | PMP51-AA22IA1FGJR1JA1+LAZ1
20HHC10CP002-U01 | dP Transmitter | 20HHC10CP002 | PRODUCTION |  |  | PMP51-AA22IA1FGJR1JA1+LAZ1
10HHC10CT001QB | Temperature Sensor | 10HHC10CT001 | PRODUCTION |  |  | TC12-ABG1SXHA2000
10HHC10CT001-U01 | Temperature Transmitter | 10HHC10CT001 | PRODUCTION |  |  | TMT182-A1KBA
20HHC10CT001QB | Temperature Sensor | 20HHC10CT001 | PRODUCTION |  |  | TC12-ABG1SXHA2000
20HHC10CT001-U01 | Temperature Transmitter | 20HHC10CT001 | PRODUCTION |  |  | TMT182-A1KBA
10HHC10CT002QB | Temperature Sensor | 10HHC10CT002 | PRODUCTION |  |  | TC12-ABG1SXHA2000
10HHC10CT002-U01 | Temperature Transmitter | 10HHC10CT002 | PRODUCTION |  |  | TMT182-A1KBA
20HHC10CT002QB | Temperature Sensor | 20HHC10CT002 | PRODUCTION |  |  | TC12-ABG1SXHA2000
20HHC10CT002-U01 | Temperature Transmitter | 20HHC10CT002 | PRODUCTION |  |  | TMT182-A1KBA
10HHC10CT003QB | Temperature Sensor | 10HHC10CT003 | PRODUCTION |  |  | TC12-ABG1SXHA2000
10HHC10CT003-U01 | Temperature Transmitter | 10HHC10CT003 | PRODUCTION |  |  | TMT182-A1KBA
20HHC10CT003QB | Temperature Sensor | 20HHC10CT003 | PRODUCTION |  |  | TC12-ABG1SXHA2000
20HHC10CT003-U01 | Temperature Transmitter | 20HHC10CT003 | PRODUCTION |  |  | TMT182-A1KBA
10HHC10CT004QB | Temperature Sensor | 10HHC10CT004 | PRODUCTION |  |  | TC12-ABG1SXHA2000
10HHC10CT004-U01 | Temperature Transmitter | 10HHC10CT004 | PRODUCTION |  |  | TMT182-A1KBA
20HHC10CT004QB | Temperature Sensor | 20HHC10CT004 | PRODUCTION |  |  | TC12-ABG1SXHA2000
20HHC10CT004-U01 | Temperature Transmitter | 20HHC10CT004 | PRODUCTION |  |  | TMT182-A1KBA
10HHC10CT005QB | Temperature Sensor | 10HHC10CT005 | PRODUCTION |  |  | TC12-ABG1SXHA2000
10HHC10CT005-U01 | Temperature Transmitter | 10HHC10CT005 | PRODUCTION |  |  | TMT182-A1KBA
20HHC10CT005QB | Temperature Sensor | 20HHC10CT005 | PRODUCTION |  |  | TC12-ABG1SXHA2000
20HHC10CT005-U01 | Temperature Transmitter | 20HHC10CT005 | PRODUCTION |  |  | TMT182-A1KBA
10HHC10CT006QB | Temperature Sensor | 10HHC10CT006 | PRODUCTION |  |  | TC12-ABG1SXHA2000
10HHC10CT006-U01 | Temperature Transmitter | 10HHC10CT006 | PRODUCTION |  |  | TMT182-A1KBA
20HHC10CT006QB | Temperature Sensor | 20HHC10CT006 | PRODUCTION |  |  | TC12-ABG1SXHA2000
20HHC10CT006-U01 | Temperature Transmitter | 20HHC10CT006 | PRODUCTION |  |  | TMT182-A1KBA
10HHC10CT007QB | Temperature Sensor | 10HHC10CT007 | PRODUCTION |  |  | TC12-ABG1SXHA2000
10HHC10CT007-U01 | Temperature Transmitter | 10HHC10CT007 | PRODUCTION |  |  | TMT182-A1KBA
20HHC10CT007QB | Temperature Sensor | 20HHC10CT007 | PRODUCTION |  |  | TC12-ABG1SXHA2000
20HHC10CT007-U01 | Temperature Transmitter | 20HHC10CT007 | PRODUCTION |  |  | TMT182-A1KBA
10HHC10CT008QB | Temperature Sensor | 10HHC10CT008 | PRODUCTION |  |  | TC12-ABG1SXHA2000
10HHC10CT008-U01 | Temperature Transmitter | 10HHC10CT008 | PRODUCTION |  |  | TMT182-A1KBA
20HHC10CT008QB | Temperature Sensor | 20HHC10CT008 | PRODUCTION |  |  | TC12-ABG1SXHA2000
20HHC10CT008-U01 | Temperature Transmitter | 20HHC10CT008 | PRODUCTION |  |  | TMT182-A1KBA
10HHC10CT009QB | Temperature Sensor | 10HHC10CT009 | PRODUCTION |  |  | TC12-ABG1SXHA2000
10HHC10CT009-U01 | Temperature Transmitter | 10HHC10CT009 | PRODUCTION |  |  | TMT182-A1KBA
20HHC10CT009QB | Temperature Sensor | 20HHC10CT009 | PRODUCTION |  |  | TC12-ABG1SXHA2000
20HHC10CT009-U01 | Temperature Transmitter | 20HHC10CT009 | PRODUCTION |  |  | TMT182-A1KBA
10HHK10CL001-U01 | Level transmitter | 10HHK10CL001 | PRODUCTION
20HHK10CL001-U01 | Level transmitter | 20HHK10CL001 | PRODUCTION
10HHK20CL001QB | Level Sensor | 10HHK20CL001 | PRODUCTION |  |  | FMP57-AAAACALCA4GGE+Z1
10HHK20CL001-U01 | Radar Level Transmitter | 10HHK20CL001 | PRODUCTION |  |  | FMP57-1DXE2/0
20HHK20CL001QB | Level Sensor | 20HHK20CL001 | PRODUCTION |  |  | FMP57-AAAACALCA4GGE+Z1
20HHK20CL001-U01 | Radar Level Transmitter | 20HHK20CL001 | PRODUCTION |  |  | FMP57-1DXE2/0
10HHK20CL101-F01 | Level Switch | 10HHK20CL101 | PRODUCTION |  |  | FTM50-AAG2K4A32AA1
10HHK20CL101QB | Level Switch | 10HHK20CL101 | PRODUCTION |  |  | FTM50
20HHK20CL101-F01 | Level switch | 20HHK20CL101 | PRODUCTION |  |  | FTM50-AAG2K4A32AA1
20HHK20CL101QB | Level Switch | 20HHK20CL101 | PRODUCTION |  |  | FTM50
10HHK20CL102-F01 | Level Switch | 10HHK20CL102 | PRODUCTION |  |  | FTM50-AAG2K4A32AA1
10HHK20CL102QB | Level Switch | 10HHK20CL102 | PRODUCTION |  |  | FTM50
20HHK20CL102-F01 | Level switch | 20HHK20CL102 | PRODUCTION |  |  | FTM50-AAG2K4A32AA1
20HHK20CL102QB | Level Switch | 20HHK20CL102 | PRODUCTION |  |  | FTM50
10HLA10CF001-U01 | dP Transmitter | 10HLA10CF001 | PRODUCTION |  |  | PMD75-ACA7CE1DAEA+IAZ
20HLA10CF001-U01 | Flow transmitter | 20HLA10CF001 | PRODUCTION |  |  | PMD75-ACA7CE1DAEA+IAZ
10HLA10CT001QB | Temperature Sensor | 10HLA10CT001 | PRODUCTION |  |  | TR13-ABB1AFSXH3000
10HLA10CT001-U01 | Temperature Transmitter | 10HLA10CT001 | PRODUCTION |  |  | TMT182-A41BA
20HLA10CT001QB | Temperature Sensor | 20HLA10CT001 | PRODUCTION |  |  | TR13-ABB1AFSXH3000
20HLA10CT001-U01 | Temperature Transmitter | 20HLA10CT001 | PRODUCTION |  |  | TMT182-A41BA
10HLA12CT001QB | Temperature Sensor | 10HLA12CT001 | PRODUCTION |  |  | TR13-ABB1AFSXH3000
10HLA12CT001-U01 | Temperature Transmitter | 10HLA12CT001 | PRODUCTION |  |  | TMT182-A41BA
20HLA12CT001QB | Temperature Sensor | 20HLA12CT001 | PRODUCTION |  |  | TR13-ABB1AFSXH3000
20HLA12CT001-U01 | Temperature Transmitter | 20HLA12CT001 | PRODUCTION |  |  | TMT182-A41BA
10HLA14CT001QB | Temperature Sensor | 10HLA14CT001 | PRODUCTION |  |  | TR13-ABB1AFSXH3000
10HLA14CT001-U01 | Temperature Transmitter | 10HLA14CT001 | PRODUCTION |  |  | TMT182-A41BA
20HLA14CT001QB | Temperature Sensor | 20HLA14CT001 | PRODUCTION |  |  | TR13-ABB1AFSXH3000
20HLA14CT001-U01 | Temperature Transmitter | 20HLA14CT001 | PRODUCTION |  |  | TMT182-A41BA
10HLA20CF001-U01 | dP Transmitter | 10HLA20CF001 | PRODUCTION |  |  | PMD75-ACA7CE1DAEA+IAZ1
20HLA20CF001-U01 | Flow transmitter | 20HLA20CF001 | PRODUCTION |  |  | PMD75-ACA7CE1DAEA+IAZ1
10HLA20CT001QB | Temperature Sensor | 10HLA20CT001 | PRODUCTION |  |  | TR13-ABB1AFSXH3000
10HLA20CT001-U01 | Temperature Transmitter | 10HLA20CT001 | PRODUCTION |  |  | TMT182-A41BA
20HLA20CT001QB | Temperature Sensor | 20HLA20CT001 | PRODUCTION |  |  | TR13-ABB1AFSXH3000
20HLA20CT001-U01 | Temperature Transmitter | 20HLA20CT001 | PRODUCTION |  |  | TMT182-A41BA
10HLA22CT001QB | Temperature Sensor | 10HLA22CT001 | PRODUCTION |  |  | TR13-ABB1AFSXH3000
10HLA22CT001-U01 | Temperature Transmitter | 10HLA22CT001 | PRODUCTION |  |  | TMT182-A41BA
20HLA22CT001QB | Temperature Sensor | 20HLA22CT001 | PRODUCTION |  |  | TR13-ABB1AFSXH3000
20HLA22CT001-U01 | Temperature Transmitter | 20HLA22CT001 | PRODUCTION |  |  | TMT182-A41BA
10HLA24CP001QB | Temperature Sensor | 10HLA24CP001 | PRODUCTION |  |  | PMP51-74UT1/115
10HLA24CP001-U01 | Pressure Transmitter | 10HLA24CP001 | PRODUCTION |  |  | PMP51-AA22IA1FGJR1JA1+LAZ1
20HLA24CP001QB | Temperature Sensor | 20HLA24CP001 | PRODUCTION |  |  | PMP51-74UT1/115
20HLA24CP001-U01 | Pressure Transmitter | 20HLA24CP001 | PRODUCTION |  |  | PMP51-AA22IA1FGJR1JA1+LAZ1
10HLA24CP002QB | Temperature Sensor | 10HLA24CP002 | PRODUCTION |  |  | PMP51-74UT1/115
10HLA24CP002-U01 | Pressure Transmitter | 10HLA24CP002 | PRODUCTION |  |  | PMP51-AA22IA1FGJR1JA1+LAZ1
20HLA24CP002QB | Temperature Sensor | 20HLA24CP002 | PRODUCTION |  |  | PMP51-74UT1/115
20HLA24CP002-U01 | Pressure Transmitter | 20HLA24CP002 | PRODUCTION |  |  | PMP51-AA22IA1FGJR1JA1+LAZ1
10HLA24CT001QB | Temperature Sensor | 10HLA24CT001 | PRODUCTION |  |  | TR13-ABB1AFSXH3000
10HLA24CT001-U01 | Temperature Transmitter | 10HLA24CT001 | PRODUCTION |  |  | TMT182-A41BA
20HLA24CT001QB | Temperature Sensor | 20HLA24CT001 | PRODUCTION |  |  | TR13-ABB1AFSXH3000
20HLA24CT001-U01 | Temperature Transmitter | 20HLA24CT001 | PRODUCTION |  |  | TMT182-A41BA
10HLA31CF001QB | Venturi pipe | 10HLA31CF001 | PRODUCTION |  |  | PMD75-4U2D0/1E0
10HLA31CF001-U01 | dP Transmitter | 10HLA31CF001 | PRODUCTION |  |  | PMD75-ACA7CE1DAEA+IAZ1
20HLA31CF001QB | dP Transmitter | 20HLA31CF001 | PRODUCTION |  |  | PMD75-4U2D0/1E0
20HLA31CF001-U01 | Flow transmitter | 20HLA31CF001 | PRODUCTION |  |  | PMD75-ACA7CE1DAEA+IAZ1
10HLA32CF001-U01 | dP Transmitter | 10HLA32CF001 | PRODUCTION |  |  | PMD75-ACA7CE1DAEA+IAZ1
20HLA32CF001-U01 | Flow transmitter | 20HLA32CF001 | PRODUCTION |  |  | PMD75-ACA7CE1DAEA+IAZ1
10HLA51CF001-U01 | dP Transmitter | 10HLA51CF001 | PRODUCTION |  |  | PMD75-ACA7CE1DAAA+Z1
20HLA51CF001-U01 | Flow transmitter | 20HLA51CF001 | PRODUCTION |  |  | PMD75-ACA7CE1DAAA+Z1
10HLA52CF001-U01 | dP Transmitter | 10HLA52CF001 | PRODUCTION |  |  | PMD75-ACA7CE1DAAA+Z1
20HLA52CF001-U01 | Flow transmitter | 20HLA52CF001 | PRODUCTION |  |  | PMD75-ACA7CE1DAAA+Z1
10HLA71CF001-U01 | dP Transmitter | 10HLA71CF001 | PRODUCTION |  |  | PMD75-ACA7CE1DAAA+Z1
20HLA71CF001-U01 | Flow transmitter | 20HLA71CF001 | PRODUCTION |  |  | PMD75-ACA7CE1DAAA+Z1
10HLA72CF001-U01 | dP Transmitter | 10HLA72CF001 | PRODUCTION |  |  | PMD75-ACA7CE1DAAA+Z1
20HLA72CF001-U01 | Flow transmitter | 20HLA72CF001 | PRODUCTION |  |  | PMD75-ACA7CE1DAAA+Z1
10HLB10CT001QB | Temperature Sensor | 10HLB10CT001 | PRODUCTION |  |  | TMT112-A41BA
10HLB10CT001-U01 | Temperature Transmitter | 10HLB10CT001 | PRODUCTION |  |  | TMT112-A41BA
20HLB10CT001QB | Temperature Sensor | 20HLB10CT001 | PRODUCTION |  |  | TMT112-A41BA
20HLB10CT001-U01 | Temperature Transmitter | 20HLB10CT001 | PRODUCTION |  |  | TMT112-A41BA
10HLB10CT003QB | Temperature Sensor | 10HLB10CT003 | PRODUCTION |  |  | TMT112-A41BA
10HLB10CT003-U01 | Temperature Transmitter | 10HLB10CT003 | PRODUCTION |  |  | TMT112-A41BA
20HLB10CT003QB | Temperature Sensor | 20HLB10CT003 | PRODUCTION |  |  | TMT112-A41BA
20HLB10CT003-U01 | Temperature Transmitter | 20HLB10CT003 | PRODUCTION |  |  | TMT112-A41BA
10HLB10CT005QB | Temperature Sensor | 10HLB10CT005 | PRODUCTION |  |  | TMT112-A41BA
10HLB10CT005-U01 | Temperature Transmitter | 10HLB10CT005 | PRODUCTION |  |  | TMT112-A41BA
20HLB10CT005QB | Temperature Sensor | 20HLB10CT005 | PRODUCTION |  |  | TMT112-A41BA
20HLB10CT005-U01 | Temperature Transmitter | 20HLB10CT005 | PRODUCTION |  |  | TMT112-A41BA
10HLB10CT006QB | Temperature Sensor | 10HLB10CT006 | PRODUCTION |  |  | TMT112-A41BA
10HLB10CT006-U01 | Temperature Transmitter | 10HLB10CT006 | PRODUCTION |  |  | TMT112-A41BA
20HLB10CT006QB | Temperature Sensor | 20HLB10CT006 | PRODUCTION |  |  | TMT112-A41BA
20HLB10CT006-U01 | Temperature Transmitter | 20HLB10CT006 | PRODUCTION |  |  | TMT112-A41BA
10HLB10CT007QB | Temperature Sensor | 10HLB10CT007 | PRODUCTION |  |  | TMT112-A41BA
10HLB10CT007-U01 | Temperature Transmitter | 10HLB10CT007 | PRODUCTION |  |  | TMT112-A41BA
20HLB10CT007QB | Temperature Sensor | 20HLB10CT007 | PRODUCTION |  |  | TMT112-A41BA
20HLB10CT007-U01 | Temperature Transmitter | 20HLB10CT007 | PRODUCTION |  |  | TMT112-A41BA
10HLB10CT008QB | Temperature Sensor | 10HLB10CT008 | PRODUCTION |  |  | TMT112-A41BA
10HLB10CT008-U01 | Temperature Transmitter | 10HLB10CT008 | PRODUCTION |  |  | TMT112-A41BA
20HLB10CT008QB | Temperature Sensor | 20HLB10CT008 | PRODUCTION |  |  | TMT112-A41BA
20HLB10CT008-U01 | Temperature Transmitter | 20HLB10CT008 | PRODUCTION |  |  | TMT112-A41BA
10HLB10CT010QB | Temperature Sensor | 10HLB10CT010 | PRODUCTION |  |  | TMT112-A41BA
10HLB10CT010-U01 | Temperature Transmitter | 10HLB10CT010 | PRODUCTION |  |  | TMT112-A41BA
20HLB10CT010QB | Temperature Sensor | 20HLB10CT010 | PRODUCTION |  |  | TMT112-A41BA
20HLB10CT010-U01 | Temperature Transmitter | 20HLB10CT010 | PRODUCTION |  |  | TMT112-A41BA
10HLB20CT001QB | Temperature Sensor | 10HLB20CT001 | PRODUCTION |  |  | TMT112-A41BA
10HLB20CT001-U01 | Temperature Transmitter | 10HLB20CT001 | PRODUCTION |  |  | TMT112-A41BA
20HLB20CT001QB | Temperature Sensor | 20HLB20CT001 | PRODUCTION |  |  | TMT112-A41BA
20HLB20CT001-U01 | Temperature Transmitter | 20HLB20CT001 | PRODUCTION |  |  | TMT112-A41BA
10HLB20CT003QB | Temperature Sensor | 10HLB20CT003 | PRODUCTION |  |  | TMT112-A41BA
10HLB20CT003-U01 | Temperature Transmitter | 10HLB20CT003 | PRODUCTION |  |  | TMT112-A41BA
20HLB20CT003QB | Temperature Sensor | 20HLB20CT003 | PRODUCTION |  |  | TMT112-A41BA
20HLB20CT003-U01 | Temperature Transmitter | 20HLB20CT003 | PRODUCTION |  |  | TMT112-A41BA
10HLB20CT005QB | Temperature Sensor | 10HLB20CT005 | PRODUCTION |  |  | TMT112-A41BA
10HLB20CT005-U01 | Temperature Transmitter | 10HLB20CT005 | PRODUCTION |  |  | TMT112-A41BA
20HLB20CT005QB | Temperature Sensor | 20HLB20CT005 | PRODUCTION |  |  | TMT112-A41BA
20HLB20CT005-U01 | Temperature Transmitter | 20HLB20CT005 | PRODUCTION |  |  | TMT112-A41BA
10HLB20CT006QB | Temperature Sensor | 10HLB20CT006 | PRODUCTION |  |  | TMT112-A41BA
10HLB20CT006-U01 | Temperature Transmitter | 10HLB20CT006 | PRODUCTION |  |  | TMT112-A41BA
20HLB20CT006QB | Temperature Sensor | 20HLB20CT006 | PRODUCTION |  |  | TMT112-A41BA
20HLB20CT006-U01 | Temperature Transmitter | 20HLB20CT006 | PRODUCTION |  |  | TMT112-A41BA
10HLB20CT007QB | Temperature Sensor | 10HLB20CT007 | PRODUCTION |  |  | TMT112-A41BA
10HLB20CT007-U01 | Temperature Transmitter | 10HLB20CT007 | PRODUCTION |  |  | TMT112-A41BA
20HLB20CT007QB | Temperature Sensor | 20HLB20CT007 | PRODUCTION |  |  | TMT112-A41BA
20HLB20CT007-U01 | Temperature Transmitter | 20HLB20CT007 | PRODUCTION |  |  | TMT112-A41BA
10HLB20CT008QB | Temperature Sensor | 10HLB20CT008 | PRODUCTION |  |  | TMT112-A41BA
10HLB20CT008-U01 | Temperature Transmitter | 10HLB20CT008 | PRODUCTION |  |  | TMT112-A41BA
20HLB20CT008QB | Temperature Sensor | 20HLB20CT008 | PRODUCTION |  |  | TMT112-A41BA
20HLB20CT008-U01 | Temperature Transmitter | 20HLB20CT008 | PRODUCTION |  |  | TMT112-A41BA
10HLB20CT010QB | Temperature Sensor | 10HLB20CT010 | PRODUCTION |  |  | TMT112-A41BA
10HLB20CT010-U01 | Temperature Transmitter | 10HLB20CT010 | PRODUCTION |  |  | TMT112-A41BA
20HLB20CT010QB | Temperature Sensor | 20HLB20CT010 | PRODUCTION |  |  | TMT112-A41BA
20HLB20CT010-U01 | Temperature Transmitter | 20HLB20CT010 | PRODUCTION |  |  | TMT112-A41BA
10HLD10CT001QB | Temperature Sensor | 10HLD10CT001 | PRODUCTION |  |  | TST310-A9A1A4B8C1ATZ1 (TSP 71221268)
10HLD10CT001-U01 | Temperature Transmitter | 10HLD10CT001 | PRODUCTION |  |  | TMT112-A41BA
20HLD10CT001QB | Temperature Sensor | 20HLD10CT001 | PRODUCTION |  |  | TST310-A9A1A4B8C1ATZ1 (TSP 71221268)
20HLD10CT001-U01 | Temperature Transmitter | 20HLD10CT001 | PRODUCTION |  |  | TMT112-A41BA
10HLD10CT002QB | Temperature Sensor | 10HLD10CT002 | PRODUCTION |  |  | TST310-A9A1A4B8C1ATZ1 (TSP 71221268)
10HLD10CT002-U01 | Temperature Transmitter | 10HLD10CT002 | PRODUCTION |  |  | TMT112-A41BA
20HLD10CT002QB | Temperature Sensor | 20HLD10CT002 | PRODUCTION |  |  | TST310-A9A1A4B8C1ATZ1 (TSP 71221268)
20HLD10CT002-U01 | Temperature Transmitter | 20HLD10CT002 | PRODUCTION |  |  | TMT112-A41BA
10HLD10CT003QB | Temperature Sensor | 10HLD10CT003 | PRODUCTION |  |  | TST310-A9A1A4B8C1ATZ1 (TSP 71221268)
10HLD10CT003-U01 | Temperature Transmitter | 10HLD10CT003 | PRODUCTION |  |  | TMT112-A41BA
20HLD10CT003QB | Temperature Sensor | 20HLD10CT003 | PRODUCTION |  |  | TST310-A9A1A4B8C1ATZ1 (TSP 71221268)
20HLD10CT003-U01 | Temperature Transmitter | 20HLD10CT003 | PRODUCTION |  |  | TMT112-A41BA
10HLD10CT004QB | Temperature Sensor | 10HLD10CT004 | PRODUCTION |  |  | TST310-A9A1A4B8C1ATZ1 (TSP 71221268)
10HLD10CT004-U01 | Temperature Transmitter | 10HLD10CT004 | PRODUCTION |  |  | TMT112-A41BA
20HLD10CT004QB | Temperature Sensor | 20HLD10CT004 | PRODUCTION |  |  | TST310-A9A1A4B8C1ATZ1 (TSP 71221268)
20HLD10CT004-U01 | Temperature Transmitter | 20HLD10CT004 | PRODUCTION |  |  | TMT112-A41BA
10HLD10CT005QB | Temperature Sensor | 10HLD10CT005 | PRODUCTION |  |  | TST310-A9A1A4B8C1ATZ1 (TSP 71221268)
10HLD10CT005-U01 | Temperature Transmitter | 10HLD10CT005 | PRODUCTION |  |  | TMT112-A41BA
20HLD10CT005QB | Temperature Sensor | 20HLD10CT005 | PRODUCTION |  |  | TST310-A9A1A4B8C1ATZ1 (TSP 71221268)
20HLD10CT005-U01 | Temperature Transmitter | 20HLD10CT005 | PRODUCTION |  |  | TMT112-A41BA
10HLD10CT006QB | Temperature Sensor | 10HLD10CT006 | PRODUCTION |  |  | TST310-A9A1A4B8C1ATZ1 (TSP 71221268)
10HLD10CT006-U01 | Temperature Transmitter | 10HLD10CT006 | PRODUCTION |  |  | TMT112-A41BA
20HLD10CT006QB | Temperature Sensor | 20HLD10CT006 | PRODUCTION |  |  | TST310-A9A1A4B8C1ATZ1 (TSP 71221268)
20HLD10CT006-U01 | Temperature Transmitter | 20HLD10CT006 | PRODUCTION |  |  | TMT112-A41BA
10HLD30CT001QB | Temperature Sensor | 10HLD30CT001 | PRODUCTION |  |  | TST310-A9A1A4B8C1ATZ1 (TSP 71221268)
10HLD30CT001-U01 | Temperature Transmitter | 10HLD30CT001 | PRODUCTION |  |  | TMT112-A41BA
20HLD30CT001QB | Temperature Sensor | 20HLD30CT001 | PRODUCTION |  |  | TST310-A9A1A4B8C1ATZ1 (TSP 71221268)
20HLD30CT001-U01 | Temperature Transmitter | 20HLD30CT001 | PRODUCTION |  |  | TMT112-A41BA
10HLD30CT002QB | Temperature Sensor | 10HLD30CT002 | PRODUCTION |  |  | TST310-A9A1A4B8C1ATZ1 (TSP 71221268)
10HLD30CT002-U01 | Temperature Transmitter | 10HLD30CT002 | PRODUCTION |  |  | TMT112-A41BA
20HLD30CT002QB | Temperature Sensor | 20HLD30CT002 | PRODUCTION |  |  | TST310-A9A1A4B8C1ATZ1 (TSP 71221268)
20HLD30CT002-U01 | Temperature Transmitter | 20HLD30CT002 | PRODUCTION |  |  | TMT112-A41BA
10HLD30CT003QB | Temperature Sensor | 10HLD30CT003 | PRODUCTION |  |  | TST310-A9A1A4B8C1ATZ1 (TSP 71221268)
10HLD30CT003-U01 | Temperature Transmitter | 10HLD30CT003 | PRODUCTION |  |  | TMT112-A41BA
20HLD30CT003QB | Temperature Sensor | 20HLD30CT003 | PRODUCTION |  |  | TST310-A9A1A4B8C1ATZ1 (TSP 71221268)
20HLD30CT003-U01 | Temperature Transmitter | 20HLD30CT003 | PRODUCTION |  |  | TMT112-A41BA
10HLD30CT004QB | Temperature Sensor | 10HLD30CT004 | PRODUCTION |  |  | TST310-A9A1A4B8C1ATZ1 (TSP 71221268)
10HLD30CT004-U01 | Temperature Transmitter | 10HLD30CT004 | PRODUCTION |  |  | TMT112-A41BA
20HLD30CT004QB | Temperature Sensor | 20HLD30CT004 | PRODUCTION |  |  | TST310-A9A1A4B8C1ATZ1 (TSP 71221268)
20HLD30CT004-U01 | Temperature Transmitter | 20HLD30CT004 | PRODUCTION |  |  | TMT112-A41BA
10HLD30CT005QB | Temperature Sensor | 10HLD30CT005 | PRODUCTION |  |  | TST310-A9A1A4B8C1ATZ1 (TSP 71221268)
10HLD30CT005-U01 | Temperature Transmitter | 10HLD30CT005 | PRODUCTION |  |  | TMT112-A41BA
20HLD30CT005QB | Temperature Sensor | 20HLD30CT005 | PRODUCTION |  |  | TST310-A9A1A4B8C1ATZ1 (TSP 71221268)
20HLD30CT005-U01 | Temperature Transmitter | 20HLD30CT005 | PRODUCTION |  |  | TMT112-A41BA
10HTD10CP001QB | Pressure sensor | 10HTD10CP001 | PRODUCTION
10HLD30CT006QB | Temperature Sensor | 10HLD30CT006 | PRODUCTION |  |  | TST310-A9A1A4B8C1ATZ1 (TSP 71221268)
10HLD30CT006-U01 | Temperature Transmitter | 10HLD30CT006 | PRODUCTION |  |  | TMT112-A41BA
20HLD30CT006QB | Temperature Sensor | 20HLD30CT006 | PRODUCTION |  |  | TST310-A9A1A4B8C1ATZ1 (TSP 71221268)
20HLD30CT006-U01 | Temperature Transmitter | 20HLD30CT006 | PRODUCTION |  |  | TMT112-A41BA
10HNA10CP001-U01 | dP Transmitter | 10HNA10CP001 | PRODUCTION |  |  | PMP51-AA22IA1FGJR1JA1+LAZ
20HNA10CP001-U01 | dP Transmitter | 20HNA10CP001 | PRODUCTION |  |  | PMP51-AA22IA1FGJR1JA1+LAZ
10HNA10CP002-U01 | dP Transmitter | 10HNA10CP002 | PRODUCTION |  |  | PMP51-AA22IA1FGJR1JA1+LAZ
20HNA10CP002-U01 | dP Transmitter | 20HNA10CP002 | PRODUCTION |  |  | PMP51-AA22IA1FGJR1JA1+LAZ
10HNA10CP003-U01 | dP Transmitter | 10HNA10CP003 | PRODUCTION |  |  | PMP51-AA22IA1FGJR1JA1+LAZ
20HNA10CP003-U01 | dP Transmitter | 20HNA10CP003 | PRODUCTION |  |  | PMP51-AA22IA1FGJR1JA1+LAZ
10HNA10CT001QB | Temperature Sensor | 10HNA10CT001 | PRODUCTION |  |  | TC13-ABE1YYSXHA200
10HNA10CT001-U01 | Temperature Transmitter | 10HNA10CT001 | PRODUCTION |  |  | TMT182-A1KBA
20HNA10CT001QB | Temperature Sensor | 20HNA10CT001 | PRODUCTION |  |  | TC13-ABE1YYSXHA200
20HNA10CT001-U01 | Temperature Transmitter | 20HNA10CT001 | PRODUCTION |  |  | TMT182-A1KBA
10HNA10CT002QB | Temperature Sensor | 10HNA10CT002 | PRODUCTION |  |  | TC13-ABE1YYSXHA200
10HNA10CT002-U01 | Temperature Transmitter | 10HNA10CT002 | PRODUCTION |  |  | TMT182-A1KBA
20HNA10CT002QB | Temperature Sensor | 20HNA10CT002 | PRODUCTION |  |  | TC13-ABE1YYSXHA200
20HNA10CT002-U01 | Temperature Transmitter | 20HNA10CT002 | PRODUCTION |  |  | TMT182-A1KBA
10HNA20CP001-U01 | dP Transmitter | 10HNA20CP001 | PRODUCTION |  |  | PMP51-AA22IA1FGJR1JA1+LAZ
20HNA20CP001-U01 | dP Transmitter | 20HNA20CP001 | PRODUCTION |  |  | PMP51-AA22IA1FGJR1JA1+LAZ
10HNA20CT001QB | Temperature Sensor | 10HNA20CT001 | PRODUCTION |  |  | TC13-ABE1YYSXHA200
10HNA20CT001-U01 | Temperature Transmitter | 10HNA20CT001 | PRODUCTION |  |  | TMT182-A1KBA
20HNA20CT001QB | Temperature Sensor | 20HNA20CT001 | PRODUCTION |  |  | TC13-ABE1YYSXHA200
20HNA20CT001-U01 | Temperature Transmitter | 20HNA20CT001 | PRODUCTION |  |  | TMT182-A1KBA
10HNA20CT002QB | Temperature Sensor | 10HNA20CT002 | PRODUCTION |  |  | TC13-ABE1YYSXHA200
10HNA20CT002-U01 | Temperature Transmitter | 10HNA20CT002 | PRODUCTION |  |  | TMT182-A1KBA
20HNA20CT002QB | Temperature Sensor | 20HNA20CT002 | PRODUCTION |  |  | TC13-ABE1YYSXHA200
20HNA20CT002-U01 | Temperature Transmitter | 20HNA20CT002 | PRODUCTION |  |  | TMT182-A1KBA
10HNA25CT001QB | Temperature Sensor | 10HNA25CT001 | PRODUCTION |  |  | TC13-ABE1YYSXHA200
10HNA25CT001-U01 | Temperature Transmitter | 10HNA25CT001 | PRODUCTION |  |  | TMT182-A1KBA
10HNC10CT001QB | Temperature Sensor | 10HNC10CT001 | PRODUCTION |  |  | TMT112-A41BA
20HNA25CT001QB | Temperature Sensor | 20HNA25CT001 | PRODUCTION |  |  | TC13-ABE1YYSXHA200
20HNA25CT001-U01 | Temperature Transmitter | 20HNA25CT001 | PRODUCTION |  |  | TMT182-A1KBA
10HNA25CT002QB | Temperature Sensor | 10HNA25CT002 | PRODUCTION |  |  | TC13-ABE1YYSXHA200
10HNA25CT002-U01 | Temperature Transmitter | 10HNA25CT002 | PRODUCTION |  |  | TMT182-A1KBA
20HNA25CT002QB | Temperature Sensor | 20HNA25CT002 | PRODUCTION |  |  | TC13-ABE1YYSXHA200
20HNA25CT002-U01 | Temperature Transmitter | 20HNA25CT002 | PRODUCTION |  |  | TMT182-A1KBA
10HNA30CP001QB | Temperature Sensor | 10HNA30CP001 | PRODUCTION |  |  | PMD75-ACA7CE1DAAA+IAZ1
10HNA30CP001-U01 | dP Transmitter | 10HNA30CP001 | PRODUCTION |  |  | PMD75-61N08/101
20HNA30CP001QB | Temperature Sensor | 20HNA30CP001 | PRODUCTION |  |  | PMD75-ACA7CE1DAAA+IAZ1
20HNA30CP001-U01 | dP Transmitter | 20HNA30CP001 | PRODUCTION |  |  | PMD75-61N08/101
10HNA30CP002QB | Temperature Sensor | 10HNA30CP002 | PRODUCTION |  |  | PMD75-ACA7CE1DAAA+IAZ1
10HNA30CP002-U01 | dP Transmitter | 10HNA30CP002 | PRODUCTION |  |  | PMD75-61N08/101
20HNA30CP002QB | Temperature Sensor | 20HNA30CP002 | PRODUCTION |  |  | PMD75-ACA7CE1DAAA+IAZ1
20HNA30CP002-U01 | dP Transmitter | 20HNA30CP002 | PRODUCTION |  |  | PMD75-61N08/101
10HNA30CT001QB | Temperature Sensor | 10HNA30CT001 | PRODUCTION |  |  | TR13-ABB1AFSXH3000
10HNA30CT001-U01 | Temperature Transmitter | 10HNA30CT001 | PRODUCTION |  |  | TMT182-A41BA
20HNA30CT001QB | Temperature Sensor | 20HNA30CT001 | PRODUCTION |  |  | TR13-ABB1AFSXH3000
20HNA30CT001-U01 | Temperature Transmitter | 20HNA30CT001 | PRODUCTION |  |  | TMT182-A41BA
10HNA30CT002QB | Temperature Sensor | 10HNA30CT002 | PRODUCTION |  |  | TR13-ABB1AFSXH3000
10HNA30CT002-U01 | Temperature Transmitter | 10HNA30CT002 | PRODUCTION |  |  | TMT182-A41BA
20HNA30CT002QB | Temperature Sensor | 20HNA30CT002 | PRODUCTION |  |  | TR13-ABB1AFSXH3000
20HNA30CT002-U01 | Temperature Transmitter | 20HNA30CT002 | PRODUCTION |  |  | TMT182-A41BA
10HNA40CP001-U01 | dP Transmitter | 10HNA40CP001 | PRODUCTION |  |  | PMC51-AA21JA1CGJRKJA+JAPAZ1/PZAV-B2D2
20HNA40CP001-U01 | dP Transmitter | 20HNA40CP001 | PRODUCTION |  |  | PMC51-AA21JA1CGJRKJA+JAPAZ1/PZAV-B2D2
10HNA40CT001QB | Temperature Sensor | 10HNA40CT001 | PRODUCTION |  |  | TR88-AC8E1X2CA0E0TZ1/TW15-00G1YY10TZ1
10HNA40CT001-U01 | Temperature Transmitter | 10HNA40CT001 | PRODUCTION |  |  | TMT82-AAA2IB3A1A1A5+E1F1LAPAPBZ1ZA
20HNA40CT001QB | Temperature Sensor | 20HNA40CT001 | PRODUCTION |  |  | TR88-AC8E1X2CA0E0TZ1/TW15-00G1YY10TZ1
20HNA40CT001-U01 | Temperature Transmitter | 20HNA40CT001 | PRODUCTION |  |  | TMT82-AAA2IB3A1A1A5+E1F1LAPAPBZ1ZA
10HNA40CT002QB | Temperature Sensor | 10HNA40CT002 | PRODUCTION |  |  | TR88-AC8E1X2CA0E0TZ1/TW15-00G1YY10TZ1
10HNA40CT002-U01 | Temperature Transmitter | 10HNA40CT002 | PRODUCTION |  |  | TMT82-AAA2IB3A1A1A5+E1F1LAPAPBZ1ZA
20HNA40CT002QB | Temperature Sensor | 20HNA40CT002 | PRODUCTION |  |  | TR88-AC8E1X2CA0E0TZ1/TW15-00G1YY10TZ1
20HNA40CT002-U01 | Temperature Transmitter | 20HNA40CT002 | PRODUCTION |  |  | TMT82-AAA2IB3A1A1A5+E1F1LAPAPBZ1ZA
10HNA40CT003QB | Temperature Sensor | 10HNA40CT003 | PRODUCTION |  |  | TR88-AC8E1X2CA0E0TZ1/TW15-00G1YY10TZ1
10HNA40CT003-U01 | Temperature Transmitter | 10HNA40CT003 | PRODUCTION |  |  | TMT82-AAA2IB3A1A1A5+E1F1LAPAPBZ1ZA
20HNA40CT003QB | Temperature Sensor | 20HNA40CT003 | PRODUCTION |  |  | TR88-AC8E1X2CA0E0TZ1/TW15-00G1YY10TZ1
20HNA40CT003-U01 | Temperature Transmitter | 20HNA40CT003 | PRODUCTION |  |  | TMT82-AAA2IB3A1A1A5+E1F1LAPAPBZ1ZA
10HNA50CP001-U01 | Pressure Transmitter | 10HNA50CP001 | PRODUCTION |  |  | PMC51-AA21JA1CGJRKJA+JAPAZ1/PZAV-B2D2
20HNA50CP001-U01 | Pressure Transmitter | 20HNA50CP001 | PRODUCTION |  |  | PMC51-AA21JA1CGJRKJA+JAPAZ1/PZAV-B2D2
10HNA50CP002-U01 | Pressure Transmitter | 10HNA50CP002 | PRODUCTION |  |  | PMC51-AA21JA1CGJRKJA+JAPAZ1/PZAV-B2D2
20HNA50CP002-U01 | Pressure Transmitter | 20HNA50CP002 | PRODUCTION |  |  | PMC51-AA21JA1CGJRKJA+JAPAZ1/PZAV-B2D2
10HNA50CP003-U01 | Pressure Transmitter | 10HNA50CP003 | PRODUCTION |  |  | PMC51-AA21JA1CGJRKJA+JAPAZ1/PZAV-B2D2
20HNA50CP003-U01 | Pressure Transmitter | 20HNA50CP003 | PRODUCTION |  |  | PMC51-AA21JA1CGJRKJA+JAPAZ1/PZAV-B2D2
10HNA50CT001QB | Temperature Sensor | 10HNA50CT001 | PRODUCTION |  |  | TR88-AC8E1X2CB0G0TZ1/TW15-00G1YY10TZ1
10HNA50CT001-U01 | Temperature Transmitter | 10HNA50CT001 | PRODUCTION |  |  | TMT82-AAA2ID1TJAAA1+E1F1LAPAPBZ1ZA
20HNA50CT001QB | Temperature Sensor | 20HNA50CT001 | PRODUCTION |  |  | TR88-AC8E1X2CB0G0TZ1/TW15-00G1YY10TZ1
20HNA50CT001-U01 | Temperature Transmitter | 20HNA50CT001 | PRODUCTION |  |  | TMT82-AAA2ID1TJAAA1+E1F1LAPAPBZ1ZA
10HNA50CT002QB | Temperature Sensor | 10HNA50CT002 | PRODUCTION |  |  | TR88-AC8E1X2CB0G0TZ1/TW15-00G1YY10TZ1
10HNA50CT002-U01 | Temperature Transmitter | 10HNA50CT002 | PRODUCTION |  |  | TMT82-AAA2ID1TJAAA1+E1F1LAPAPBZ1ZA
20HNA50CT002QB | Temperature Sensor | 20HNA50CT002 | PRODUCTION |  |  | TR88-AC8E1X2CB0G0TZ1/TW15-00G1YY10TZ1
20HNA50CT002-U01 | Temperature Transmitter | 20HNA50CT002 | PRODUCTION |  |  | TMT82-AAA2ID1TJAAA1+E1F1LAPAPBZ1ZA
10HNA50CT003QB | Temperature Sensor | 10HNA50CT003 | PRODUCTION |  |  | TR88-AC8E1X2CB0G0TZ1/TW15-00G1YY10TZ1
10HNA50CT003-U01 | Temperature Transmitter | 10HNA50CT003 | PRODUCTION |  |  | TMT82-AAA2ID1TJAAA1+E1F1LAPAPBZ1ZA
20HNA50CT003QB | Temperature Sensor | 20HNA50CT003 | PRODUCTION |  |  | TR88-AC8E1X2CB0G0TZ1/TW15-00G1YY10TZ1
20HNA50CT003-U01 | Temperature Transmitter | 20HNA50CT003 | PRODUCTION |  |  | TMT82-AAA2ID1TJAAA1+E1F1LAPAPBZ1ZA
10HNC10CT001-U01 | Temperature Transmitter | 10HNC10CT001 | PRODUCTION |  |  | TMT112-A41BA
20HNC10CT001QB | Temperature Sensor | 20HNC10CT001 | PRODUCTION |  |  | TMT112-A41BA
20HNC10CT001-U01 | Temperature Transmitter | 20HNC10CT001 | PRODUCTION |  |  | TMT112-A41BA
10HNC10CT003QB | Temperature Sensor | 10HNC10CT003 | PRODUCTION |  |  | TMT112-A41BA
10HNC10CT003-U01 | Temperature Transmitter | 10HNC10CT003 | PRODUCTION |  |  | TMT112-A41BA
20HNC10CT003QB | Temperature Sensor | 20HNC10CT003 | PRODUCTION |  |  | TMT112-A41BA
20HNC10CT003-U01 | Temperature Transmitter | 20HNC10CT003 | PRODUCTION |  |  | TMT112-A41BA
10HNC10CT005QB | Temperature Sensor | 10HNC10CT005 | PRODUCTION |  |  | TMT112-A41BA
10HNC10CT005-U01 | Temperature Transmitter | 10HNC10CT005 | PRODUCTION |  |  | TMT112-A41BA
20HNC10CT005QB | Temperature Sensor | 20HNC10CT005 | PRODUCTION |  |  | TMT112-A41BA
20HNC10CT005-U01 | Temperature Transmitter | 20HNC10CT005 | PRODUCTION |  |  | TMT112-A41BA
10HNC10CT006QB | Temperature Sensor | 10HNC10CT006 | PRODUCTION |  |  | TMT112-A41BA
10HNC10CT006-U01 | Temperature Transmitter | 10HNC10CT006 | PRODUCTION |  |  | TMT112-A41BA
20HNC10CT006QB | Temperature Sensor | 20HNC10CT006 | PRODUCTION |  |  | TMT112-A41BA
20HNC10CT006-U01 | Temperature Transmitter | 20HNC10CT006 | PRODUCTION |  |  | TMT112-A41BA
10HNC10CT007QB | Temperature Sensor | 10HNC10CT007 | PRODUCTION |  |  | TMT112-A41BA
10HNC10CT007-U01 | Temperature Transmitter | 10HNC10CT007 | PRODUCTION |  |  | TMT112-A41BA
20HNC10CT007QB | Temperature Sensor | 20HNC10CT007 | PRODUCTION |  |  | TMT112-A41BA
20HNC10CT007-U01 | Temperature Transmitter | 20HNC10CT007 | PRODUCTION |  |  | TMT112-A41BA
10HNC10CT008QB | Temperature Sensor | 10HNC10CT008 | PRODUCTION |  |  | TMT112-A41BA
10HNC10CT008-U01 | Temperature Transmitter | 10HNC10CT008 | PRODUCTION |  |  | TMT112-A41BA
20HNC10CT008QB | Temperature Sensor | 20HNC10CT008 | PRODUCTION |  |  | TMT112-A41BA
20HNC10CT008-U01 | Temperature Transmitter | 20HNC10CT008 | PRODUCTION |  |  | TMT112-A41BA
10HNC10CT010QB | Temperature Sensor | 10HNC10CT010 | PRODUCTION |  |  | TMT112-A41BA
10HNC10CT010-U01 | Temperature Transmitter | 10HNC10CT010 | PRODUCTION |  |  | TMT112-A41BA
20HNC10CT010QB | Temperature Sensor | 20HNC10CT010 | PRODUCTION |  |  | TMT112-A41BA
20HNC10CT010-U01 | Temperature Transmitter | 20HNC10CT010 | PRODUCTION |  |  | TMT112-A41BA
10HNF10CT001QB | Temperature Sensor | 10HNF10CT001 | PRODUCTION |  |  | TMT112-A41BA
10HNF10CT001-U01 | Temperature Transmitter | 10HNF10CT001 | PRODUCTION |  |  | TMT112-A41BA
20HNF10CT001QB | Temperature Sensor | 20HNF10CT001 | PRODUCTION |  |  | TMT112-A41BA
20HNF10CT001-U01 | Temperature Transmitter | 20HNF10CT001 | PRODUCTION |  |  | TMT112-A41BA
10HNF10CT003QB | Temperature Sensor | 10HNF10CT003 | PRODUCTION |  |  | TMT112-A41BA
10HNF10CT003-U01 | Temperature Transmitter | 10HNF10CT003 | PRODUCTION |  |  | TMT112-A41BA
20HNF10CT003QB | Temperature Sensor | 20HNF10CT003 | PRODUCTION |  |  | TMT112-A41BA
20HNF10CT003-U01 | Temperature Transmitter | 20HNF10CT003 | PRODUCTION |  |  | TMT112-A41BA
10HNF10CT005QB | Temperature Sensor | 10HNF10CT005 | PRODUCTION |  |  | TMT112-A41BA
10HNF10CT005-U01 | Temperature Transmitter | 10HNF10CT005 | PRODUCTION |  |  | TMT112-A41BA
20HNF10CT005QB | Temperature Sensor | 20HNF10CT005 | PRODUCTION |  |  | TMT112-A41BA
20HNF10CT005-U01 | Temperature Transmitter | 20HNF10CT005 | PRODUCTION |  |  | TMT112-A41BA
10HNF10CT006QB | Temperature Sensor | 10HNF10CT006 | PRODUCTION |  |  | TMT112-A41BA
10HNF10CT006-U01 | Temperature Transmitter | 10HNF10CT006 | PRODUCTION |  |  | TMT112-A41BA
20HNF10CT006QB | Temperature Sensor | 20HNF10CT006 | PRODUCTION |  |  | TMT112-A41BA
20HNF10CT006-U01 | Temperature Transmitter | 20HNF10CT006 | PRODUCTION |  |  | TMT112-A41BA
10HNF10CT007QB | Temperature Sensor | 10HNF10CT007 | PRODUCTION |  |  | TMT112-A41BA
10HNF10CT007-U01 | Temperature Transmitter | 10HNF10CT007 | PRODUCTION |  |  | TMT112-A41BA
20HNF10CT007QB | Temperature Sensor | 20HNF10CT007 | PRODUCTION |  |  | TMT112-A41BA
20HNF10CT007-U01 | Temperature Transmitter | 20HNF10CT007 | PRODUCTION |  |  | TMT112-A41BA
10HNF10CT008QB | Temperature Sensor | 10HNF10CT008 | PRODUCTION |  |  | TMT112-A41BA
10HNF10CT008-U01 | Temperature Transmitter | 10HNF10CT008 | PRODUCTION |  |  | TMT112-A41BA
20HNF10CT008QB | Temperature Sensor | 20HNF10CT008 | PRODUCTION |  |  | TMT112-A41BA
20HNF10CT008-U01 | Temperature Transmitter | 20HNF10CT008 | PRODUCTION |  |  | TMT112-A41BA
10HNF10CT010QB | Temperature Sensor | 10HNF10CT010 | PRODUCTION |  |  | TMT112-A41BA
10HNF10CT010-U01 | Temperature Transmitter | 10HNF10CT010 | PRODUCTION |  |  | TMT112-A41BA
20HNF10CT010QB | Temperature Sensor | 20HNF10CT010 | PRODUCTION |  |  | TMT112-A41BA
20HNF10CT010-U01 | Temperature Transmitter | 20HNF10CT010 | PRODUCTION |  |  | TMT112-A41BA
10HNF20CT001QB | Temperature Sensor | 10HNF20CT001 | PRODUCTION |  |  | TMT112-A41BA
10HNF20CT001-U01 | Temperature Transmitter | 10HNF20CT001 | PRODUCTION |  |  | TMT112-A41BA
20HNF20CT001QB | Temperature Sensor | 20HNF20CT001 | PRODUCTION |  |  | TMT112-A41BA
20HNF20CT001-U01 | Temperature Transmitter | 20HNF20CT001 | PRODUCTION |  |  | TMT112-A41BA
10HNF20CT003QB | Temperature Sensor | 10HNF20CT003 | PRODUCTION |  |  | TMT112-A41BA
10HNF20CT003-U01 | Temperature Transmitter | 10HNF20CT003 | PRODUCTION |  |  | TMT112-A41BA
20HNF20CT003QB | Temperature Sensor | 20HNF20CT003 | PRODUCTION |  |  | TMT112-A41BA
20HNF20CT003-U01 | Temperature Transmitter | 20HNF20CT003 | PRODUCTION |  |  | TMT112-A41BA
10HNF20CT005QB | Temperature Sensor | 10HNF20CT005 | PRODUCTION |  |  | TMT112-A41BA
10HNF20CT005-U01 | Temperature Transmitter | 10HNF20CT005 | PRODUCTION |  |  | TMT112-A41BA
20HNF20CT005QB | Temperature Sensor | 20HNF20CT005 | PRODUCTION |  |  | TMT112-A41BA
20HNF20CT005-U01 | Temperature Transmitter | 20HNF20CT005 | PRODUCTION |  |  | TMT112-A41BA
10HNF20CT006QB | Temperature Sensor | 10HNF20CT006 | PRODUCTION |  |  | TMT112-A41BA
10HNF20CT006-U01 | Temperature Transmitter | 10HNF20CT006 | PRODUCTION |  |  | TMT112-A41BA
20HNF20CT006QB | Temperature Sensor | 20HNF20CT006 | PRODUCTION |  |  | TMT112-A41BA
20HNF20CT006-U01 | Temperature Transmitter | 20HNF20CT006 | PRODUCTION |  |  | TMT112-A41BA
10HNF20CT007QB | Temperature Sensor | 10HNF20CT007 | PRODUCTION |  |  | TMT112-A41BA
10HNF20CT007-U01 | Temperature Transmitter | 10HNF20CT007 | PRODUCTION |  |  | TMT112-A41BA
20HNF20CT007QB | Temperature Sensor | 20HNF20CT007 | PRODUCTION |  |  | TMT112-A41BA
20HNF20CT007-U01 | Temperature Transmitter | 20HNF20CT007 | PRODUCTION |  |  | TMT112-A41BA
10HNF20CT008QB | Temperature Sensor | 10HNF20CT008 | PRODUCTION |  |  | TMT112-A41BA
10HNF20CT008-U01 | Temperature Transmitter | 10HNF20CT008 | PRODUCTION |  |  | TMT112-A41BA
20HNF20CT008QB | Temperature Sensor | 20HNF20CT008 | PRODUCTION |  |  | TMT112-A41BA
20HNF20CT008-U01 | Temperature Transmitter | 20HNF20CT008 | PRODUCTION |  |  | TMT112-A41BA
10HNF20CT010QB | Temperature Sensor | 10HNF20CT010 | PRODUCTION |  |  | TMT112-A41BA
10HNF20CT010-U01 | Temperature Transmitter | 10HNF20CT010 | PRODUCTION |  |  | TMT112-A41BA
20HNF20CT010QB | Temperature Sensor | 20HNF20CT010 | PRODUCTION |  |  | TMT112-A41BA
20HNF20CT010-U01 | Temperature Transmitter | 20HNF20CT010 | PRODUCTION |  |  | TMT112-A41BA
10HNF21CF001-U01 | Flow transmitter | 10HNF21CF001 | PRODUCTION |  |  | PMD75-ACA7CE1DAEA+IAZ1
20HNF21CF001-U01 | Flow transmitter | 20HNF21CF001 | PRODUCTION |  |  | PMD75-ACA7CE1DAEA+IAZ1
10HNF21CP001-U01 | dP Transmitter | 10HNF21CP001 | PRODUCTION |  |  | PMD75-ACA8FE1DAAA+Z1
20HNF21CP001-U01 | dP Transmitter | 20HNF21CP001 | PRODUCTION |  |  | PMD75-ACA8FE1DAAA+Z1
10HNF21CT001QB | Temperature Sensor | 10HNF21CT001 | PRODUCTION |  |  | TR13-ABB1AFSXH3000
10HNF21CT001-U01 | Temperature Transmitter | 10HNF21CT001 | PRODUCTION |  |  | TMT182-A41BA
20HNF21CT001QB | Temperature Sensor | 20HNF21CT001 | PRODUCTION |  |  | TR13-ABB1AFSXH3000
20HNF21CT001-U01 | Temperature Transmitter | 20HNF21CT001 | PRODUCTION |  |  | TMT182-A41BA
10HTA10CT001QB | Temperature Sensor | 10HTA10CT001 | PRODUCTION |  |  | TR88-AC8E1X2CA0E0TZ1/TW15-00G1YY10TZ1
10HTA10CT001-U01 | Temperature Transmitter | 10HTA10CT001 | PRODUCTION |  |  | TMT82-AAA2IB3A1A1A5+E1F1LAPAPBZ1ZA
20HTA10CT001QB | Temperature Sensor | 20HTA10CT001 | PRODUCTION |  |  | TR88-AC8E1X2CA0E0TZ1/TW15-00G1YY10TZ1
20HTA10CT001-U01 | Temperature Transmitter | 20HTA10CT001 | PRODUCTION |  |  | TMT82-AAA2IB3A1A1A5+E1F1LAPAPBZ1ZA
10HTA10CT002QB | Temperature Sensor | 10HTA10CT002 | PRODUCTION |  |  | TR88-AC8E1X2CA0E0TZ1/TW15-00G1YY10TZ1
10HTA10CT002-U01 | Temperature Transmitter | 10HTA10CT002 | PRODUCTION |  |  | TMT82-AAA2IB3A1A1A5+E1F1LAPAPBZ1ZA
20HTA10CT002QB | Temperature Sensor | 20HTA10CT002 | PRODUCTION |  |  | TR88-AC8E1X2CA0E0TZ1/TW15-00G1YY10TZ1
20HTA10CT002-U01 | Temperature Transmitter | 20HTA10CT002 | PRODUCTION |  |  | TMT82-AAA2IB3A1A1A5+E1F1LAPAPBZ1ZA
10HTA10CT003QB | Temperature Sensor | 10HTA10CT003 | PRODUCTION |  |  | TR88-AC8E1X2CA0E0TZ1/TW15-00G1YY10TZ1
10HTA10CT003-U01 | Temperature Transmitter | 10HTA10CT003 | PRODUCTION |  |  | TMT82-AAA2IB3A1A1A5+E1F1LAPAPBZ1ZA
20HTA10CT003QB | Temperature Sensor | 20HTA10CT003 | PRODUCTION |  |  | TR88-AC8E1X2CA0E0TZ1/TW15-00G1YY10TZ1
20HTA10CT003-U01 | Temperature Transmitter | 20HTA10CT003 | PRODUCTION |  |  | TMT82-AAA2IB3A1A1A5+E1F1LAPAPBZ1ZA
10HTD10CP001-U01 | Pressure transmitter | 10HTD10CP001 | PRODUCTION |  |  | PMC51-AA21JA1CGJRKJA+JAPAZ1/PZAV-B2D2
20HTD10CP001QB | Pressure sensor | 20HTD10CP001 | PRODUCTION
20HTD10CP001-U01 | Pressure transmitter | 20HTD10CP001 | PRODUCTION |  |  | PMC51-AA21JA1CGJRKJA+JAPAZ1/PZAV-B2D2
10HTD10CP002QB | Pressure sensor | 10HTD10CP002 | PRODUCTION
10HTD10CP002-U01 | Pressure transmitter | 10HTD10CP002 | PRODUCTION |  |  | PMC51-AA21JA1CGJRKJA+JAPAZ1/PZAV-B2D2
20HTD10CP002QB | Pressure sensor | 20HTD10CP002 | PRODUCTION
20HTD10CP002-U01 | Pressure transmitter | 20HTD10CP002 | PRODUCTION |  |  | PMC51-AA21JA1CGJRKJA+JAPAZ1/PZAV-B2D2
10HTD10CP003QB | Fabric filter inlet & outlet dP | 10HTD10CP003 | PRODUCTION
10HTD10CP003-U01 | dP Transmitter | 10HTD10CP003 | PRODUCTION |  |  | PMC51-AA21JA1CGJRKJA+JAPAZ1/PZAV-B2D2
20HTD10CP003QB | Fabric filter inlet & outlet dP | 20HTD10CP003 | PRODUCTION
20HTD10CP003-U01 | dP Transmitter | 20HTD10CP003 | PRODUCTION |  |  | PMC51-AA21JA1CGJRKJA+JAPAZ1/PZAV-B2D2
10HTD10CP004QB | Fabric filter inlet guidevane flue gas dp | 10HTD10CP004 | PRODUCTION
10HTD10CP004-U01 | dP Transmitter | 10HTD10CP004 | PRODUCTION |  |  | PMC51-AA21JA1CGJRKJA+JAPAZ1/PZAV-B2D2
20HTD10CP004QB | Fabric filter inlet guidevane flue gas dp | 20HTD10CP004 | PRODUCTION
20HTD10CP004-U01 | dP Transmitter | 20HTD10CP004 | PRODUCTION |  |  | PMC51-AA21JA1CGJRKJA+JAPAZ1/PZAV-B2D2
10HTE10CL101-F01 | Level Switch | 10HTE10CL101 | PRODUCTION |  |  | FTM51-AGG2M4A52AC1 (L=500mm)/52024631
10HTE10CL101QB | Bag filter unit 1 hopper level high | 10HTE10CL101 | PRODUCTION
20HTE10CL101-F01 | Level switch | 20HTE10CL101 | PRODUCTION |  |  | FTM51-AGG2M4A52AC1 (L=500mm)/52024631
20HTE10CL101QB | Bag filter unit 1 hopper level high | 20HTE10CL101 | PRODUCTION
10HTE10CL102-F01 | Level Switch | 10HTE10CL102 | PRODUCTION |  |  | FTM51-AGG2M4A52AC1 (L=500mm)/52024631
10HTE10CL102QB | Bag filter unit 3 hopper level high | 10HTE10CL102 | PRODUCTION
20HTE10CL102-F01 | Level switch | 20HTE10CL102 | PRODUCTION |  |  | FTM51-AGG2M4A52AC1 (L=500mm)/52024631
20HTE10CL102QB | Bag filter unit 3 hopper level high | 20HTE10CL102 | PRODUCTION
10HTE10CL103-F01 | Level Switch | 10HTE10CL103 | PRODUCTION |  |  | FTM51-AGG2M4A52AC1 (L=500mm)/52024631
10HTE10CL103QB | Bag filter unit 2 hopper level high | 10HTE10CL103 | PRODUCTION
20HTE10CL103-F01 | Level switch | 20HTE10CL103 | PRODUCTION |  |  | FTM51-AGG2M4A52AC1 (L=500mm)/52024631
20HTE10CL103QB | Bag filter unit 2 hopper level high | 20HTE10CL103 | PRODUCTION
10HTE10CL104-F01 | Level Switch | 10HTE10CL104 | PRODUCTION |  |  | FTM51-AGG2M4A52AC1 (L=500mm)/52024631
20HTE10CL104-F01 | Level Switch | 20HTE10CL104 | PRODUCTION |  |  | FTM51-AGG2M4A52AC1 (L=500mm)/52024631
10HTJ20CL001-U01 | Level transmitter Reagent silo | 10HTJ20CL001 | PRODUCTION |  |  | FMR57-AAACCABDA6RVJ1+JDZ
20HTJ20CL001-U01 | Level transmitter Reagent silo | 20HTJ20CL001 | PRODUCTION |  |  | FMR57-AAACCABDA6RVJ1+JDZ
10HTJ20CL101-F01 | Level Switch | 10HTJ20CL101 | PRODUCTION |  |  | FTM21-AG225A1 (L=500mm
20HTJ20CL101-F01 | Level switch | 20HTJ20CL101 | PRODUCTION |  |  | FTM21-AG225A1 (L=500mm
10HTJ20CL102-F01 | Level Switch | 10HTJ20CL102 | PRODUCTION |  |  | FTM21-AG225A1 (L=500mm
20HTJ20CL102-F01 | Level Switch | 20HTJ20CL102 | PRODUCTION |  |  | FTM21-AG225A1 (L=500mm
10LAB40CF001-U01 | dP Transmitter | 10LAB40CF001 | PRODUCTION |  |  | PMD75-ACA8HE1DAAA+Z
20LAB40CF001-U01 | Flow transmitter | 20LAB40CF001 | PRODUCTION |  |  | PMD75-ACA8HE1DAAA+Z
10LAB40CP001QB | Feedwater pressure | 10LAB40CP001 | PRODUCTION |  |  | PMP51-AA22IA1WGJR1JA1+Z1
10LAB40CP001-U01 | Pressure Transmitter | 10LAB40CP001 | PRODUCTION |  |  | PMP51-AA22IA1WGJR1JA1+Z1
20LAB40CP001QB | Feedwater pressure | 20LAB40CP001 | PRODUCTION |  |  | PMP51-AA22IA1WGJR1JA1+Z1
20LAB40CP001-U01 | Pressure Transmitter | 20LAB40CP001 | PRODUCTION |  |  | PMP51-AA22IA1WGJR1JA1+Z1
10LAB40CP002QB | FW after control valve | 10LAB40CP002 | PRODUCTION |  |  | PMP51-AA22IA1WGJR1JA1+Z1
10LAB40CP002-U01 | Pressure Transmitter | 10LAB40CP002 | PRODUCTION |  |  | PMP51-AA22IA1WGJR1JA1+Z1
20LAB40CP002QB | FW after control valve | 20LAB40CP002 | PRODUCTION |  |  | PMP51-AA22IA1WGJR1JA1+Z1
20LAB40CP002-U01 | Pressure Transmitter | 20LAB40CP002 | PRODUCTION |  |  | PMP51-AA22IA1WGJR1JA1+Z1
10LAB40CT001QB | Temperature Sensor | 10LAB40CT001 | PRODUCTION |  |  | TR15-A5B201J0H3000
10LAB40CT001-U01 | Temperature Transmitter | 10LAB40CT001 | PRODUCTION |  |  | TMT182-A41BA
20LAB40CT001QB | Temperature Sensor | 20LAB40CT001 | PRODUCTION |  |  | TR15-A5B201J0H3000
20LAB40CT001-U01 | Temperature Transmitter | 20LAB40CT001 | PRODUCTION |  |  | TMT182-A41BA
10LAE11CF001-U01 | dP Transmitter | 10LAE11CF001 | PRODUCTION |  |  | PMD75-ACA8HE1DAAA+Z
20LAE11CF001-U01 | dP Transmitter | 20LAE11CF001 | PRODUCTION |  |  | PMD75-ACA8HE1DAAA+Z
10LAE21CF001-U01 | dP Transmitter | 10LAE21CF001 | PRODUCTION |  |  | PMD75-2KWW1/173
20LAE21CF001-U01 | dP Transmitter | 20LAE21CF001 | PRODUCTION |  |  | PMD75-2KWW1/173
10LBA10CF001-U01 | Flow Transmitter | 10LBA10CF001 | PRODUCTION |  |  | 7MF4433-1FA02-2AC7-Z-A01+C11+Y01+Y15+Y21
20LBA10CF001-U01 | Flow Transmitter | 20LBA10CF001 | PRODUCTION |  |  | 7MF4433-1FA02-2AC7-Z-A01+C11+Y01+Y15+Y21
10LBA10CP001-U01 | Pressure Transmitter | 10LBA10CP001 | PRODUCTION |  |  | PMP51-AA22IA1WGJR1JA1+Z1
20LBA10CP001-U01 | Pressure Transmitter | 20LBA10CP001 | PRODUCTION |  |  | PMP51-AA22IA1WGJR1JA1+Z1
10LBA10CT001QB | Temperature Sensor | 10LBA10CT001 | PRODUCTION |  |  | TC15-A5B201J0HA200
10LBA10CT001-U01 | Temperature Transmitter | 10LBA10CT001 | PRODUCTION |  |  | TMT182-A1KBA
20LBA10CT001QB | Temperature Sensor | 20LBA10CT001 | PRODUCTION |  |  | TC15-A5B201J0HA200
20LBA10CT001-U01 | Temperature Transmitter | 20LBA10CT001 | PRODUCTION |  |  | TMT182-A1KBA
10LBA10CT002QB | Temperature Sensor | 10LBA10CT002 | PRODUCTION |  |  | TC15-A5B201J0HA200
10LBA10CT002-U01 | Temperature Transmitter | 10LBA10CT002 | PRODUCTION |  |  | TMT182-A1KBA
20LBA10CT002QB | Temperature Sensor | 20LBA10CT002 | PRODUCTION |  |  | TC15-A5B201J0HA200
20LBA10CT002-U01 | Temperature Transmitter | 20LBA10CT002 | PRODUCTION |  |  | TMT182-A1KBA
10LCN10CL001-U01 | dP Transmitter | 10LCN10CL001 | PRODUCTION |  |  | PMD75-ACA8DE1DAAA+IAZ1
20LCN10CL001-U01 | dP Transmitter | 20LCN10CL001 | PRODUCTION |  |  | PMD75-ACA8DE1DAAA+IAZ1
10LCN31CQ001QB | Conductivity Sensor | 10LCN31CQ001 | PRODUCTION |  |  | CLS82D-AAPGA+F4Z1 - CPA240-30AC110Z1
10LCN31CQ001-U01 | Conductivity Transmitter | 10LCN31CQ001 | PRODUCTION |  |  | CM442-AAM1A2F010A+Z1 +CYK10-A051Z1
20LCN31CQ001QB | Conductivity Sensor | 20LCN31CQ001 | PRODUCTION |  |  | CLS82D-AAPGA+F4Z1 - CPA240-30AC110Z1
20LCN31CQ001-U01 | Conductivity Transmitter | 20LCN31CQ001 | PRODUCTION |  |  | CM442-AAM1A2F010A+Z1 +CYK10-A051Z1
10PGA38CT001QB | Temperature Sensor | 10PGA38CT001 | PRODUCTION |  |  | TR15-A5B201J0H3000
10PGA38CT001-U01 | Temperature Transmitter | 10PGA38CT001 | PRODUCTION |  |  | TMT182-A41BA
20PGA38CT001QB | Temperature Sensor | 20PGA38CT001 | PRODUCTION |  |  | TR15-A5B201J0H3000
20PGA38CT001-U01 | Temperature Transmitter | 20PGA38CT001 | PRODUCTION |  |  | TMT182-A41BA
10PGA61CT001QB | Temperature Sensor | 10PGA61CT001 | PRODUCTION |  |  | TR15-A5B201J0H3000
10PGA61CT001-U01 | Temperature Transmitter | 10PGA61CT001 | PRODUCTION |  |  | TMT182-A41BA
20PGA61CT001QB | Temperature Sensor | 20PGA61CT001 | PRODUCTION |  |  | TR15-A5B201J0H3000
20PGA61CT001-U01 | Temperature Transmitter | 20PGA61CT001 | PRODUCTION |  |  | TMT182-A41BA
10PGA62CT001QB | Temperature Sensor | 10PGA62CT001 | PRODUCTION |  |  | TR15-A5B201J0H3000
10PGA62CT001-U01 | Temperature Transmitter | 10PGA62CT001 | PRODUCTION |  |  | TMT182-A41BA
20PGA62CT001QB | Temperature Sensor | 20PGA62CT001 | PRODUCTION |  |  | TR15-A5B201J0H3000
20PGA62CT001-U01 | Temperature Transmitter | 20PGA62CT001 | PRODUCTION |  |  | TMT182-A41BA
10QCA13CP001-U01 | Pressure Transmitter | 10QCA13CP001 | PRODUCTION |  |  | PMP51-AA22IA1WGJR1JA1+IAZ1
20QCA13CP001-U01 | Pressure Transmitter | 20QCA13CP001 | PRODUCTION |  |  | PMP51-AA22IA1WGJR1JA1+IAZ1
10QEB20CP001-U01 | Pressure Transmitter | 10QEB20CP001 | PRODUCTION |  |  | PMP51-AA22IA1PGJR1JA1+IAZ1
20QEB20CP001-U01 | Pressure Transmitter | 20QEB20CP001 | PRODUCTION |  |  | PMP51-AA22IA1PGJR1JA1+IAZ1
10QEB96CP001-U01 | Pressure Transmitter | 10QEB96CP001 | PRODUCTION |  |  | PMP51-AA21JB1PGJRKJA1+JAPAZ1/PZAV-B2D2
20QEB96CP001-U01 | Pressure Transmitter | 20QEB96CP001 | PRODUCTION |  |  | PMP51-AA21JB1PGJRKJA1+JAPAZ1/PZAV-B2D2
10QEU12CP001-U01 | Pressure Transmitter | 10QEU12CP001 | PRODUCTION |  |  | PMP51-AA21JB1HGJRKJA1+Z1/PZAV-B2D2
20QEU12CP001-U01 | Pressure Transmitter | 20QEU12CP001 | PRODUCTION |  |  | PMP51-AA21JB1HGJRKJA1+Z1/PZAV-B2D2
10QEU12CT001QB | Temperature Sensor | 10QEU12CT001 | PRODUCTION |  |  | TR88-AC8E1X2CA0E0TZ1/TW15-00G1YY10TZ1
10QEU12CT001-U01 | Temperature Transmitter | 10QEU12CT001 | PRODUCTION |  |  | TMT82-AAA2IB3A1A1A5+E1F1LAPAPBZ1ZA
20QEU12CT001QB | Temperature Sensor | 20QEU12CT001 | PRODUCTION |  |  | TR88-AC8E1X2CA0E0TZ1/TW15-00G1YY10TZ1
20QEU12CT001-U01 | Temperature Transmitter | 20QEU12CT001 | PRODUCTION |  |  | TMT82-AAA2IB3A1A1A5+E1F1LAPAPBZ1ZA
10QEU18CP001-U01 | Pressure Transmitter | 10QEU18CP001 | PRODUCTION |  |  | PMP51-AA21JB1HGJRKJA1+Z1/PZAV-B2D2
20QEU18CP001-U01 | Pressure Transmitter | 20QEU18CP001 | PRODUCTION |  |  | PMP51-AA21JB1HGJRKJA1+Z1/PZAV-B2D2
10QFB20CP001-U01 | Pressure Transmitter | 10QFB20CP001 | PRODUCTION |  |  | PMP51-AA22IA1PGJR1JA1+IALAZ1
20QFB20CP001-U01 | Pressure Transmitter | 20QFB20CP001 | PRODUCTION |  |  | PMP51-AA22IA1PGJR1JA1+IALAZ1
10QFB20CP002-U01 | Pressure Transmitter | 10QFB20CP002 | PRODUCTION |  |  | PMP51-AA22IA1PGJR1JA1+IALAZ1
20QFB20CP002-U01 | Pressure Transmitter | 20QFB20CP002 | PRODUCTION |  |  | PMP51-AA22IA1PGJR1JA1+IALAZ1
10QFB20CP003-U01 | Pressure Transmitter | 10QFB20CP003 | PRODUCTION |  |  | PMP51-AA22IA1PGJR1JA1+IALAZ1
20QFB20CP003-U01 | Pressure Transmitter | 20QFB20CP003 | PRODUCTION |  |  | PMP51-AA22IA1PGJR1JA1+IALAZ1
00EGA02CF601-U01 | Flow transmitter | 00EGA02CF601 | PRODUCTION |  |  | PROMASS E 300
00SGA01CL001-U01 | Ultrasonic Level Transmitter | 00SGA01CL001 | PRODUCTION |  |  | FMU42-APB2A42A
00SGA02CL001-U01 | Ultrasonic Level Transmitter | 00SGA02CL001 | PRODUCTION |  |  | FMU42-APB2A42A
00HTQ25CL001-U01 | dP Transmitter | 00HTQ25CL001 | PRODUCTION |  |  | PMP51-AA21JB1HGJRKJA1+JA
00HTQ32CP001-U01 | Pressure Transmitter | 00HTQ32CP001 | PRODUCTION |  |  | PMP51-AA21JB1SGJRKJA1+JAPAZ1/PZAV-B2D2
10HJA10AV001KV | Start-up burner 1 | 10HJA10AV001 | PRODUCTION |  |  | EBL-1500 BF
10HJA10AV001-M01 | Start-up burner 1 - Motor | 10HJA10AV001 | PRODUCTION |  |  | EBL-1500 BF
20HJA10AV001KV | Start-up burner 1 | 20HJA10AV001 | PRODUCTION |  |  | EBL-1500 BF
20HJA10AV001-M01 | Start-up burner 1 - Motor | 20HJA10AV001 | PRODUCTION |  |  | EBL-1500 BF
10HJA10AV002KV | Valve rack | 10HJA10AV002 | PRODUCTION |  |  | BURNER EBL-1500 BF
20HJA10AV002KV | Valve rack | 20HJA10AV002 | PRODUCTION |  |  | BURNER EBL-1500 BF
10HJA20AV001KV | Start-up burner 2 | 10HJA20AV001 | PRODUCTION |  |  | EBL-1500 BF
10HJA20AV001-M01 | Start-up burner 2 - Motor | 10HJA20AV001 | PRODUCTION |  |  | EBL-1500 BF
20HJA20AV001KV | Start-up burner 2 | 20HJA20AV001 | PRODUCTION |  |  | EBL-1500 BF
20HJA20AV001-M01 | Start-up burner 2 - Motor | 20HJA20AV001 | PRODUCTION |  |  | EBL-1500 BF
10HJN12BP001MR | Orifice | 10HJN12BP001 | PRODUCTION |  |  | DN15 Ø4mm
10HJA20AV002KV | Valve rack | 10HJA20AV002 | PRODUCTION |  |  | BURNER EBL-1500 BF
20HJA20AV002KV | Valve rack | 20HJA20AV002 | PRODUCTION |  |  | BURNER EBL-1500 BF
20HJN12BP001MR | Orifice | 20HJN12BP001 | PRODUCTION |  |  | DN15 Ø4mm
10HJN22BP001MR | Orifice | 10HJN22BP001 | PRODUCTION |  |  | DN15 Ø4mm
20HJN22BP001MR | Orifice | 20HJN22BP001 | PRODUCTION |  |  | DN15 Ø4mm
00EBA32AT001-E01 | Magnet with cleaning belt | 00EBA32AT001 | PRODUCTION |  |  | SE 750 FC R800 SC1
00EBA32AT001KT | Magnet separator | 00EBA32AT001 | PRODUCTION |  |  | SE750 FC R800 SC1 + 300 EXT
00EBA32AT001-M02 | Belt conveyor, Cooling Fan for magnet | 00EBA32AT001 | PRODUCTION
00GBC59CF501QP | Flow gauge | 00GBC59CF501 | PRODUCTION |  |  | SVF?PG?11
00GBC59CF502QP | Flow gauge | 00GBC59CF502 | PRODUCTION |  |  | SVF?PG?20
00GTB59CP601QP | Flow Indicator | 00GTB59CP601 | PRODUCTION |  |  | SSVF-PG / ONLINE TYPE / GLASS TUBE TYPE ROTAMETER | FRAME & COVER - MS
00GTC59CP601QP | Flow Indicator | 00GTC59CP601 | PRODUCTION |  |  | SSVF-PG / ONLINE TYPE / GLASS TUBE TYPE ROTAMETER | FRAME & COVER - MS
10MAK10AU002MK | HS Coupling | 10MAK10AU002 | PRODUCTION |  | 170 647-00 | 10GH-300-S
20MAK10AU002MK | HS Coupling | 20MAK10AU002 | PRODUCTION |  | 170 647-00 | 10GH-300-S
10HJN11AA201-F01 | Limit switch | 10HJN11AA201 | PRODUCTION |  |  | IP2I01-19-2D | Plastic
20HJN11AA201-F01 | Limit switch | 20HJN11AA201 | PRODUCTION |  |  | IP2I01-19-2D | Plastic
10HJN12AA201-F01 | Limit switch | 10HJN12AA201 | PRODUCTION |  |  | IP2I01-19-2D | Plastic
20HJN12AA201-F01 | Limit switch | 20HJN12AA201 | PRODUCTION |  |  | IP2I01-19-2D | Plastic
10HJN21AA201-F01 | Limit switch | 10HJN21AA201 | PRODUCTION |  |  | IP2I01-19-2D | Plastic
20HJN21AA201-F01 | Limit switch | 20HJN21AA201 | PRODUCTION |  |  | IP2I01-19-2D | Plastic
10HJN22AA201-F01 | Limit switch | 10HJN22AA201 | PRODUCTION |  |  | IP2I01-19-2D | Plastic
20HJN22AA201-F01 | Limit switch | 20HJN22AA201 | PRODUCTION |  |  | IP2I01-19-2D | Plastic
00GTC59AN001KN | Air blower-1 STP | 00GTC59AN001 | PRODUCTION |  |  | M450 / TWIN LOBE TYPE | CI GRADE FG260:IS:210 (1993)
00GTC59AN002KN | Air blower-2 STP | 00GTC59AN002 | PRODUCTION |  |  | M450 / TWIN LOBE TYPE | CI GRADE FG260:IS:210 (1993)
00GBD59AW003KT | Mechanism for precipitation | 00GBD59AW003 | PRODUCTION |  | HRSCC1 | HRSCC1 | STRUCTRUAL STEEL
00GBD59AW004KT | Mechanism for precipitation | 00GBD59AW004 | PRODUCTION |  | HRSCC2 | HRSCC2 | STRUCTRUAL STEEL
00GBD59BB002KD | HRSCC- 1 | 00GBD59BB002 | PRODUCTION
00GBD59BB003KD | HRSCC- 2 | 00GBD59BB003 | PRODUCTION
00GCB59CQ601-U01 | Flow Element For Flow Transmitter | 00GCB59CQ601 | PRODUCTION |  |  | CRA-65 | SS316
00GCF59CQ602-U01 | Flow Element For Flow Transmitter | 00GCF59CQ602 | PRODUCTION |  |  | CRA-65 | SS316
00GCF59CQ603-U01 | Flow Element For Flow Transmitter | 00GCF59CQ603 | PRODUCTION |  |  | CRA-50 | SS316
00GCF59CQ604-U01 | Flow Element For Flow Transmitter | 00GCF59CQ604 | PRODUCTION |  |  | CRA-50 | SS316
00SGA01CP001-F01 | Pressure Switch / Transducer | 00SGA01CP001 | PRODUCTION |  |  | FF 4-16 DAH / MBS 3000
00SGA01CP002-F01 | Pressure Switch / Transducer | 00SGA01CP002 | PRODUCTION |  |  | FF 4-16 DAH / MBS 3000
00SGA01CP201-F01 | Pressure Switch / Transducer | 00SGA01CP201 | PRODUCTION |  |  | FF 4-16 DAH / MBS 3000
00SGA01CP202-F01 | Pressure Switch / Transducer | 00SGA01CP202 | PRODUCTION |  |  | FF 4-16 DAH / MBS 3000
00SGA01CP203-F01 | Pressure Switch / Transducer | 00SGA01CP203 | PRODUCTION |  |  | FF 4-16 DAH / MBS 3000
10HDB10AA201KA | Bottom ash slide gate to sieve - Open | 10HDB10AA201 | PRODUCTION |  |  | DNC-125-400-PPV-163521
10HDB10AA201QN | Actuator, 5/3-Way Solenoid Valve | 10HDB10AA201 | PRODUCTION |  |  | DNC-125-400-PPV-163521
10HDB10AA201-Y | 5/3-Way Solenoid Valve | 10HDB10AA201 | PRODUCTION |  |  | DNC-125-400-PPV-163521
20HDB10AA201KA | Bottom ash slide gate to sieve - Open | 20HDB10AA201 | PRODUCTION |  |  | DNC-125-400-PPV-163521
20HDB10AA201QN | Actuator, 5/3-Way Solenoid Valve | 20HDB10AA201 | PRODUCTION |  |  | DNC-125-400-PPV-163521
20HDB10AA201-Y | 5/3-Way Solenoid Valve | 20HDB10AA201 | PRODUCTION |  |  | DNC-125-400-PPV-163521
00GBN01BB001KD | Naoci dosing tank 1 | 00GBN01BB001 | PRODUCTION |  |  | ASTM D3299/BS:4994-987&PS:15:69 | FRP
00GBN01BB002KD | Naoci dosing tank 2 | 00GBN01BB002 | PRODUCTION |  |  | ASTM D3299/BS:4994-987&PS:15:69 | FRP
00GBN59BB001KD | Poly Dosing Tank 1 | 00GBN59BB001 | PRODUCTION |  |  | 660 l | FRP
00GBN59BB002KD | Poly Dosing Tank 2 | 00GBN59BB002 | PRODUCTION |  |  | 660 l | FRP
00GBN59BB007KD | DWPE Dosing Tank 1 | 00GBN59BB007 | PRODUCTION |  |  | ASTM D3299/BS:4994-987 | FRP
00GBN59BB008KD | DWPE Dosing Tank 2 | 00GBN59BB008 | PRODUCTION |  |  | ASTM D3299/BS:4994-987 | FRP
00GCN59BB003KD | Bulk caustic storage tank 1 | 00GCN59BB003 | PRODUCTION |  |  |  | FRP
00GCN59BB009KD | ACID MEASURING TANK (MB AMT-2) | 00GCN59BB009 | PRODUCTION |  |  |  | FRP
00GMB59BB001KD | Pressure sand filter i/l ETP | 00GMB59BB001 | PRODUCTION |  |  |  | FRP
00GMB59BB002KD | Pressure sand filter i/l ETP | 00GMB59BB002 | PRODUCTION |  |  |  | FRP
10MAV10AN010KN | Vapour extractors | 10MAV10AN010 | PRODUCTION |  |  | FS-OME-110-SC-IMP-IE3
10MAV10AN010-M01 | Oil vapour extractor-1 | 10MAV10AN010 | PRODUCTION |  |  | FS-OME-110-SC-IMP-IE3
20MAV10AN010KN | Vapour extractors-1 | 20MAV10AN010 | PRODUCTION |  |  | FS-OME-110-SC-IMP-IE3
20MAV10AN010-M01 | Oil vapour extractor-1 | 20MAV10AN010 | PRODUCTION |  |  | FS-OME-110-SC-IMP-IE3
10MAV10AN020KN | Vapour extractors | 10MAV10AN020 | PRODUCTION |  |  | FS-OME-110-SC-IMP-IE3
10MAV10AN020-M01 | Oil vapour extractor-2 | 10MAV10AN020 | PRODUCTION |  |  | FS-OME-110-SC-IMP-IE3
20MAV10AN020KN | Vapour extractors-2 | 20MAV10AN020 | PRODUCTION |  |  | FS-OME-110-SC-IMP-IE3
20MAV10AN020-M01 | Oil vapour extractor-2 | 20MAV10AN020 | PRODUCTION |  |  | FS-OME-110-SC-IMP-IE3
10HLA10BS001MZ | Silencer | 10HLA10BS001 | PRODUCTION |  |  | FSLR-2100-1900-200-100-1500
00GAA01AT001KT | RWI pump-1 Auto Self cleaning strainer | 00GAA01AT001 | PRODUCTION |  |  | Auto Self cleaning strainer 25NB | SA 106 Gr B
00GAA02AT001KT | RWI pump-2 Auto Self cleaning strainer | 00GAA02AT001 | PRODUCTION |  |  | Auto Self cleaning strainer 25NB | SA 106 Gr B
00GAA03AT001KT | RWI pump-3 Auto Self cleaning strainer | 00GAA03AT001 | PRODUCTION |  |  | Auto Self cleaning strainer 25NB | SA 106 Gr B
00GHC04AT001KT | DM Makeup pump-1 Y-strainer | 00GHC04AT001 | PRODUCTION |  |  | ASME Sec. VIII Div.1 | ASTM A182 F304
00GHC06AT001KT | DM Makeup pump-2 Y-strainer | 00GHC06AT001 | PRODUCTION |  |  | ASME Sec. VIII Div.1 | ASTM A182 F304
00GHC08AT001KT | DM Makeup pump-3 Y-strainer | 00GHC08AT001 | PRODUCTION |  |  | ASME Sec. VIII Div.1 | ASTM A182 F304
00GHC16AT001KT | DM Initial filling pump Y-strainer | 00GHC16AT001 | PRODUCTION |  |  | ASME Sec. VIII Div.1 | ASTM A216 WCB
00GHE01AT001KT | Service water makeup pump-1 Y-stainer | 00GHE01AT001 | PRODUCTION |  |  | ASME Sec. VIII Div.1 | ASTM A216 WCB
00GHE02AT001KT | Service water makeup pump-2 Y-stainer | 00GHE02AT001 | PRODUCTION |  |  | ASME Sec. VIII Div.1 | ASTM A216 WCB
10PAD01AT001KT | CW pump 1 Strainer | 10PAD01AT001 | PRODUCTION |  |  | ASME Sec. VIII Div.1 | ASTM A516 Gr 70
20PAD01AT001 | CW pump 3 Strainer | 20PAD01AT001 | PRODUCTION |  |  | ASME Sec. VIII Div.1 | ASTM A516 Gr 70
10PAD02AT002KT | CW pump 2 strainer | 10PAD02AT002 | PRODUCTION |  |  | ASME Sec. VIII Div.1 | ASTM A516 Gr 70
20PAD02AT002 | CW pump 4 Strainer | 20PAD02AT002 | PRODUCTION |  |  | ASME Sec. VIII Div.1 | ASTM A516 Gr 70
00PCB01AT001KT | ACW pump 3 strainer | 00PCB01AT001 | PRODUCTION |  |  | ASME Sec. VIII Div.1 | ASTM A516 Gr 70
10PCB01AT001KT | ACW pump 1 strainer | 10PCB01AT001 | PRODUCTION |  |  | ASME Sec. VIII Div.1 | ASTM A516 Gr 70
20PCB01AT001KT | ACW pump 2 strainer | 20PCB01AT001 | PRODUCTION |  |  | ASME Sec. VIII Div.1 | ASTM A516 Gr 70
10HJA10GT101QB | High energy spark igniter | 10HJA10GT101 | PRODUCTION |  |  | Fireye Surefire II HE-SSR-2.1 + HE-PP-12 + HEC-3 | die-cast aluminum
10HJA10GT101-U01 | Flame transmitter | 10HJA10GT101 | PRODUCTION |  |  | Fireye Surefire II HE-SSR-2.1 + HE-PP-12 + HEC-3 | die-cast aluminum
20HJA10GT101QB | Flame Detector | 20HJA10GT101 | PRODUCTION |  |  | Fireye Surefire II HE-SSR-2.1 + HE-PP-12 + HEC-3 | die-cast aluminum
20HJA10GT101-U01 | Flame transmitter | 20HJA10GT101 | PRODUCTION |  |  | Fireye Surefire II HE-SSR-2.1 + HE-PP-12 + HEC-3 | die-cast aluminum
10HJA10GT102QB | Flame Detector | 10HJA10GT102 | PRODUCTION |  |  | Phoenix 85 UV K3 85UVF1-1QD + 129-182-2- 1"BSP
10HJA10GT102-U01 | Flame transmitter | 10HJA10GT102 | PRODUCTION |  |  | Phoenix 85 UV K3 85UVF1-1QD + 129-182-2- 1"BSP
20HJA10GT102QB | Main flame scanner | 20HJA10GT102 | PRODUCTION |  |  | Phoenix 85 UV K3 85UVF1-1QD + 129-182-2- 1"BSP
20HJA10GT102-U01 | Flame transmitter | 20HJA10GT102 | PRODUCTION |  |  | Phoenix 85 UV K3 85UVF1-1QD + 129-182-2- 1"BSP
10HJA20GT101QB | High energy spark igniter | 10HJA20GT101 | PRODUCTION |  |  | Fireye Surefire II HE-SSR-2.1 + HE-PP-12 + HEC-3
10HJA20GT101-U01 | Flame transmitter | 10HJA20GT101 | PRODUCTION |  |  | Fireye Surefire II HE-SSR-2.1 + HE-PP-12 + HEC-3
20HJA20GT101-U01 | Flame transmitter | 20HJA20GT101 | PRODUCTION |  |  | Fireye Surefire II HE-SSR-2.1 + HE-PP-12 + HEC-3
10HJA20GT102QB | Flame Detector | 10HJA20GT102 | PRODUCTION |  |  | Phoenix 85 UV K3 85UVF1-1QD + 129-182-2- 1"BSP
10HJA20GT102-U01 | Flame transmitter | 10HJA20GT102 | PRODUCTION |  |  | Phoenix 85 UV K3 85UVF1-1QD + 129-182-2- 1"BSP
20HJA20GT102QB | Main flame scanner | 20HJA20GT102 | PRODUCTION |  |  | Phoenix 85 UV K3 85UVF1-1QD + 129-182-2- 1"BSP
00GTB59CQ001 | PH meter | 00GTB59 | PRODUCTION
20HJA20GT102-U01 | STB 2, main flame scanner | 20HJA20GT102 | PRODUCTION |  |  | Phoenix 85 UV K3 85UVF1-1QD + 129-182-2- 1"BSP
20HLA10BS001MZ | Silencer | 20HLA10BS001 | PRODUCTION |  |  | FSLR-2100-1900-200-100-1500
10HLA20BS001MZ | Silencer | 10HLA20BS001 | PRODUCTION |  |  | FSLR-2100-2100-200-150-1700
20HLA20BS001MZ | Silencer | 20HLA20BS001 | PRODUCTION |  |  | FSLR-2100-2100-200-150-1700
10HNA40BR801MR | Flue Gas Duct From 3Rd Pass To Nid | 10HNA40BR801 | PRODUCTION |  |  | FABRIC BELLOW | SA 516 Gr 70
20HNA40BR801MR | Flue Gas Duct From 3Rd Pass To Nid | 20HNA40BR801 | PRODUCTION |  |  | FABRIC BELLOW | SA 516 Gr 70
10HNC10BR801MR | Flue gas fan expansion joint | 10HNC10BR801 | PRODUCTION |  |  | VM250
20HNC10BR801MR | Flue gas fan expansion joint | 20HNC10BR801 | PRODUCTION |  |  | VM250
10HNC10BR802MR | Flue gas fan expansion joint | 10HNC10BR802 | PRODUCTION |  |  | VM250
20HNC10BR802MR | Flue gas fan expansion joint | 20HNC10BR802 | PRODUCTION |  |  | VM250
10HNF10BR801MR | Recirculation Gas Fan Suction Duct | 10HNF10BR801 | PRODUCTION |  |  | 04/EJ-02 | METALLIC BELLOW
20HNF10BR801MR | Recirculation Gas Fan Suction Duct | 20HNF10BR801 | PRODUCTION |  |  | 04/EJ-02 | METALLIC BELLOW
10HNF20BR801MR | Recirculation gas fan expansion joint | 10HNF20BR801 | PRODUCTION |  |  | VM250
20HNF20BR801MR | Recirculation gas fan expansion joint | 20HNF20BR801 | PRODUCTION |  |  | VM250
10HNF20BR802MR | Recirculation gas fan expansion joint | 10HNF20BR802 | PRODUCTION |  |  | VM250
20HNF20BR802MR | Recirculation gas fan expansion joint | 20HNF20BR802 | PRODUCTION |  |  | VM250
10QEU11AN001KN | Air blower fluidizing air | 10QEU11AN001 | PRODUCTION |  |  | BK 5,99/ 20
10QEU11AT001KT | Filter - Fluidizing air blower 1 | 10QEU11AT001 | PRODUCTION |  |  |  | carbon steel
10QEU11BR001MR | Air blower fluidizing air expansion joint | 10QEU11BR001 | PRODUCTION |  |  | Expansion joint
20QEU11BR801MR | Air blower fluidizing air expansion joint | 20QEU11BR801 | PRODUCTION |  |  | Expansion joint
10QEU12AA001KA | Fluidizing air fan damper | 10QEU12AA001 | PRODUCTION |  |  |  | carbon steel
10QEU31AN001KN | Air blower fluidizing air | 10QEU31AN001 | PRODUCTION |  |  | BK 5,99/ 20
10QEU31AT001KT | Filter - Fluidizing air blower 2 | 10QEU31AT001 | PRODUCTION |  |  |  | carbon steel
20QEU31BR801MR | Air blower fluidizing air expansion joint | 20QEU31BR801 | PRODUCTION |  |  | Expansion joint
10QEU32AA001KA | Fluidizing air valve | 10QEU32AA001 | PRODUCTION |  |  |  | carbon steel
10QEU41BR801MR | Recirculation gas fan expansion joint | 10QEU41BR801 | PRODUCTION
20QEU41BR801MR | Recirculation gas fan expansion joint | 20QEU41BR801 | PRODUCTION
10HLB10AN001KN | Primary air fan, Centrifugal | 10HLB10AN001 | PRODUCTION |  | F17510-1 | BK 2,42/85-5 | See drawing in documentation
20HLB10AN001KN | Primary air fan, Centrifugal | 20HLB10AN001 | PRODUCTION |  | F17510-5 | BK 2,42/85-5 | See drawing in documentation
10HLB20AN001KN | Overfire air fan | 10HLB20AN001 | PRODUCTION |  | F17510-2 | BK 1,42/112-5 | See drawing in documentation
20HLB20AN001KN | Overfire air fan | 20HLB20AN001 | PRODUCTION |  | F17510-6 | BK 1,42/112-5 | See drawing in documentation
10HNC10AN001KN | Flue gas fan | 10HNC10AN001 | PRODUCTION |  | F17510-3 | AMI 450L6A BAFH IE3 | See drawing in documentation
20HNC10AN001KN | Flue gas fan | 20HNC10AN001 | PRODUCTION |  | F17510-7 | AMI 450L6A BAFH IE3 | See drawing in documentation
10HNF20AN001KN | Recirculation gas fan | 10HNF20AN001 | PRODUCTION |  | F17510-4 | BF 3,7/50-5 | See drawing in documentation
20HNF20AN001KN | Recirculation gas fan | 20HNF20AN001 | PRODUCTION |  | F17510-8 | BF 3,7/50-5 | See drawing in documentation
10QEU11BS001KN | Air blower fluidizing air | 10QEU11BS001 | PRODUCTION |  | 171204-2 | BK5,99/20-1 | S235JR
10QEU11BS001MZ | Fluidizing fan, Air silencer | 10QEU11BS001 | PRODUCTION |  | 171204-2 | BK5,99/20-1 | S235JR
20QEU11BS001KN | Air blower fluidizing air | 20QEU11BS001 | PRODUCTION |  | 171204-1.1 | BK5,99/20-1 | S235JR
20QEU11BS001MZ | Fluidizing fan, Air silencer | 20QEU11BS001 | PRODUCTION |  | 171204-1.1 | BK5,99/20-1 | S235JR
10QEU11CT101-F01 | Temperature switch | 10QEU11CT101 | PRODUCTION |  |  | 150°C thermistors
20QEU11CT101-F01 | Temperature switch | 20QEU11CT101 | PRODUCTION |  |  | 150°C thermistors
10QEU31BS001KN | Air blower fluidizing air | 10QEU31BS001 | PRODUCTION |  | 171204-1.2 | BK5,99/20-1 | S235JR
10QEU31BS001MZ | Fluidizing fan, Air silencer | 10QEU31BS001 | PRODUCTION |  | 171204-1.2 | BK5,99/20-1 | S235JR
20QEU31BS001KN | Air blower fluidizing air | 20QEU31BS001 | PRODUCTION |  |  | 171204-1.2 | S235JR
10QEU31CT101-F01 | Temperature switch | 10QEU31CT101 | PRODUCTION |  |  | 150°C thermistors
20QEU31CT101-F01 | Temperature switch | 20QEU31CT101 | PRODUCTION |  |  | 150°C thermistors
10MAK10AU001MG | Gear | 10MAK10AU001 | PRODUCTION |  | A5E42322669 | TX90/3C
20MAK10AU001MG | Gear | 20MAK10AU001 | PRODUCTION |  | A5E42322669 | TX90/3C
00GBD59AA011KA | Diaphragm Valve | 00GBD59AA011 | PRODUCTION |  |  | PN 16 | CS
00GBD59AA401KA | Diaphragm Valve | 00GBD59AA401 | PRODUCTION |  |  | PN 16 | CS
00GBD59AA402KA | Diaphragm Valve | 00GBD59AA402 | PRODUCTION |  |  | PN 16 | CS
00GBD59AA403KA | Diaphragm Valve | 00GBD59AA403 | PRODUCTION |  |  | PN 16 | CS
00GBD59AA404KA | Diaphragm Valve | 00GBD59AA404 | PRODUCTION |  |  | PN 16 | CS
00GBD59AA405KA | Diaphragm Valve | 00GBD59AA405 | PRODUCTION |  |  | PN 16 | CS
00GBD59AA406KA | Diaphragm Valve | 00GBD59AA406 | PRODUCTION |  |  | PN 16 | CS
00GBD59AA407KA | Diaphragm Valve | 00GBD59AA407 | PRODUCTION |  |  | PN 16 | CS
00GBD59AA408KA | Diaphragm Valve | 00GBD59AA408 | PRODUCTION |  |  | PN 16 | CS
00GBS59AA301KA | Diaphragm Valve | 00GBS59AA301 | PRODUCTION |  |  | PN 16 | CS
00GBS59AA302KA | Diaphragm Valve | 00GBS59AA302 | PRODUCTION |  |  | PN 16 | CS
00GBS59AA601KA | Diaphragm Valve | 00GBS59AA601 | PRODUCTION |  |  | PN 16 | CS
00GBS59AA602KA | Diaphragm Valve | 00GBS59AA602 | PRODUCTION |  |  | PN 16 | CS
00GCR59AA113KA | Diaphragm Valve | 00GCR59AA113 | PRODUCTION |  |  | PN 16 | CS
00GHE59AA022KA | Diaphragm Valve | 00GHE59AA022 | PRODUCTION |  |  | FlowTek-CS Flanged, ANSI B 16.5,150# PN 16 | CS
00GHE59AA023KA | Diaphragm Valve | 00GHE59AA023 | PRODUCTION |  |  | FlowTek-CS Flanged, ANSI B 16.5,150# PN 16 | CS
00GHE59AA024KA | Diaphragm Valve | 00GHE59AA024 | PRODUCTION |  |  | FlowTek-CS Flanged, ANSI B 16.5,150# PN 16 | CS
00GHE59AA025KA | Diaphragm Valve | 00GHE59AA025 | PRODUCTION |  |  | FlowTek-CS Flanged, ANSI B 16.5,150# PN 16 | CS
00GHE59AA026KA | Diaphragm Valve | 00GHE59AA026 | PRODUCTION |  |  | FlowTek-CS Flanged, ANSI B 16.5,150# PN 16 | CS
00GHE59AA027KA | Diaphragm Valve | 00GHE59AA027 | PRODUCTION |  |  | FlowTek-CS Flanged, ANSI B 16.5,150# PN 16 | CPVC
00BLJ42-A | 2.2 kW Local Starter Panel | 00BLJ42 | PRODUCTION
00BLJ43-A | 2.2 kW Local Starter Panel | 00BLJ43 | PRODUCTION
00EGR23AP001KP | ETP Feed Pump-1 | 00EGR23AP001 | PRODUCTION |  |  | F5625 – 125 X 100 – 1 Stg
00EGR25AP001KP | ETP Feed Pump-2 | 00EGR25AP001 | PRODUCTION |  |  | F5625 – 125 X 100 – 1 Stg
00EGR29AP001KP | ETP transfer Pump-1 | 00EGR29AP001 | PRODUCTION |  |  | 5624 – 80 X 50 – 1 Stg.
00EGR29AP001-M01 | ETP transfer Pump-1, motor | 00EGR29AP001 | PRODUCTION |  |  | 5624 – 80 X 50 – 1 Stg.
00EGR31AP001KP | ETP transfer Pump-2 | 00EGR31AP001 | PRODUCTION |  |  | 5624 – 80 X 50 – 1 Stg.
00GHB05AP001KP | DM Plant feed Pump -1 | 00GHB05AP001 | PRODUCTION |  |  | 5623 – 50 X 32
00GHB06AP001KP | DM Plant feed Pump -2 | 00GHB06AP001 | PRODUCTION |  |  | 5623 – 50 X 32
00GHB09AP001KP | CT Make up Pump-1 | 00GHB09AP001 | PRODUCTION |  |  | 5821 A – 250 X 200
00GHB10AP001KP | CT Make up Pump-2 | 00GHB10AP001 | PRODUCTION |  |  | 5821 A – 250 X 200
00GHC04AP001KP | DM Make-up Transfer Pump-1 | 00GHC04AP001 | PRODUCTION |  |  | K ES - 32 X 20
00GHC06AP001KP | DM Make-up Transfer Pump-2 | 00GHC06AP001 | PRODUCTION |  |  | K ES - 32 X 20
00GHC08AP001KP | DM Make-up Transfer Pump-3 | 00GHC08AP001 | PRODUCTION |  |  | K ES - 32 X 20
00GHC16AP001KP | Boiler Initial fill Pump | 00GHC16AP001 | PRODUCTION |  |  | 5624 – 65 X 40
00GHE01AP001KP | Service water Make-up Pump -1 | 00GHE01AP001 | PRODUCTION |  |  | M 590 – 65 X 50 – 3 Stgs
00GHE02AP001KP | Service water Make-up Pump -2 | 00GHE02AP001 | PRODUCTION |  |  | M 590 – 65 X 50 – 3 Stgs
00GMC01AP001KP | Boiler blowdown pump-1 | 00GMC01AP001 | PRODUCTION |  |  | 5613 AWS – 65 X 40 – 1 Stg.
00GMC02AP001KP | Boiler blowdown pump-2 | 00GMC02AP001 | PRODUCTION |  |  | 5613 AWS – 65 X 40 – 1 Stg.
00GMC02CL201-F01 | Level Switch | 00GMC02CL201 | PRODUCTION |  |  | 130RC2112
00GMC02CL202-F01 | Level Switch | 00GMC02CL202 | PRODUCTION |  |  | 130RC2112
10PAD01AP001KP | CW Pump-1 | 10PAD01AP001 | PRODUCTION |  |  | F 5821 – 600 X 500
20PAD01AP001KP | CW Pump-3 | 20PAD01AP001 | PRODUCTION |  |  | F 5821 – 600 X 500
10PAD02AP001KP | CW Pump-2 (rev3 P&Id new) | 10PAD02AP001 | PRODUCTION |  |  | F 5821 – 600 X 500
20PAD02AP001KP | CW Pump-4 (rev3 P&Id New) | 20PAD02AP001 | PRODUCTION |  |  | F 5821 – 600 X 500
00PCB01AP001KP | ACW Pump-3 | 00PCB01AP001 | PRODUCTION |  |  | F 5826 – 200 x 150
10PCB01AP001KP | ACW Pump-1 | 10PCB01AP001 | PRODUCTION |  |  | F 5826 – 200 x 150
20PCB01AP001KP | ACW Pump-2 | 20PCB01AP001 | PRODUCTION |  |  | F 5826 – 200 x 150
00GBS59AA401KA | Sludge transfer, gate Valve | 00GBS59AA401 | PRODUCTION |  |  |  | CS
00GBS59AA403KA | Sludge transfer, gate Valve | 00GBS59AA403 | PRODUCTION |  |  |  | CS
10LCE55AA202KA | Solenoid Valve For Exhaust Hood Spray Vlv | 10LCE55AA202 | PRODUCTION |  |  | 8C1-P1 | A216WCB
20LCE55AA202KA | Solenoid Valve For Exhaust Hood Spray Vlv | 20LCE55AA202 | PRODUCTION |  |  | 8C1-P1 | A216WCB
10MAG10AA201KA | Solenoid Valve | 10MAG10AA201 | PRODUCTION |  |  | 8C1-P1 | A216WCB
20MAG10AA201KA | Solenoid Valve For Vaccum Breaker Valve | 20MAG10AA201 | PRODUCTION |  |  | 8C1-P1 | A216WCB
10MAL10AA202KA | Control Valve Drain (Drain System) | 10MAL10AA202 | PRODUCTION |  |  | 6H3-P1 | A217WC9
20MAL10AA202KA | Control Valve Drain (Drain System) | 20MAL10AA202 | PRODUCTION |  |  | 6H3-P1 | A217WC9
00GDN59CQ661-U01 | Ph analyzer | 00GDN59CQ661 | PRODUCTION |  |  | Analyzer:- Aquamon SMARTPro 8966; Sensor:- POLILYTE PRO 120
00GTS59AM001KM | Agitator for anoxic tank | 00GTS59AM001 | PRODUCTION |  |  | FLAT BLADE TURBINE | MSEP
00GTS59AM002KM | Agitator for pac dosing tank | 00GTS59AM002 | PRODUCTION |  |  | FLAT BLADE TURBINE | MSEP
00GTS59AM003KM | Agitator flocculation tank | 00GTS59AM003 | PRODUCTION |  |  | 4 ARM TYPE PUDDLE | MSEP
00GTS59BB004KD | Anoxic Tank | 00GTS59BB004 | PRODUCTION |  |  |  | MSEP
00GTS59BB005KD | Fluidised Bed Bioreactor | 00GTS59BB005 | PRODUCTION |  |  |  | MSEP
00GTS59BB006KD | Distribution chamber | 00GTS59BB006 | PRODUCTION |  |  |  | MSEP
00GTS59BB007KD | Flocculation Tank | 00GTS59BB007 | PRODUCTION |  |  |  | MSEP
00GTS59BB008KD | Tube Settler Tank | 00GTS59BB008 | PRODUCTION |  |  |  | MSEP
00GTS59BB010KD | Treated Water Storage Tank | 00GTS59BB010 | PRODUCTION |  |  |  | FRP
00GTS59BB013KD | PAC Dosing Tank | 00GTS59BB013 | PRODUCTION |  |  |  | HDPE
10HNA60CQ001-U01 | Dust / Opacity Analyzer | 10HNA60CQ001 | PRODUCTION |  | 18300 | DCEM2100 | Electronic Housings (SPU, PSU, DDU)
20HNA60CQ001QP | Dust / Opacity Analyzer | 20HNA60CQ001 | PRODUCTION |  | 18300 | DCEM2100 | Electronic Housings (SPU, PSU, DDU)
10HNA60CQ002-U01 | SO2 Analyzer | 10HNA60CQ002 | PRODUCTION |  | GCEM 40XX 18054 FMGCEM | FMGCEM40A0 | Probe : SS316L
20HNA60CQ002QP | SO2 Analyzer | 20HNA60CQ002 | PRODUCTION |  | GCEM 40XX 18054 FMGCEM | FMGCEM40A0 | Probe : SS316L
10HNA60CQ003-U01 | NOx Analyzer | 10HNA60CQ003 | PRODUCTION |  | GCEM 40XX 18054 FMGCEM | FMGCEM40A0 | Probe : SS316L
20HNA60CQ003QP | NOx Analyzer | 20HNA60CQ003 | PRODUCTION |  | GCEM 40XX 18054 FMGCEM | FMGCEM40A0 | Probe : SS316L
10HNA60CQ004-U01 | CO Analyzer | 10HNA60CQ004 | PRODUCTION |  | GCEM 40XX 18054 FMGCEM | FMGCEM40A0 | Probe : SS316L
20HNA60CQ004QP | CO Analyzer | 20HNA60CQ004 | PRODUCTION |  | GCEM 40XX 18054 FMGCEM | FMGCEM40A0 | Probe : SS316L
10HNA60CQ005-U01 | Oxygen Analyzer | 10HNA60CQ005 | PRODUCTION |  | SME5-120718, PROBE-1183601-KE | OXITEC5000 | Probe: SS 316
20HNA60CQ005QP | Oxygen Analyzer | 20HNA60CQ005 | PRODUCTION |  | SME5-120718, PROBE-1183601-KE | OXITEC5000 | Probe: SS 316
10HAD10CL501QP | Level Gauge | 10HAD10CL501 | PRODUCTION |  |  | Aquarian AQ3010VF
20HAD10CL501QP | Level Gauge | 20HAD10CL501 | PRODUCTION |  |  | Aquarian AQ3010VF
10HAG10CP501QP | Pressure Gauge | 10HAG10CP501 | PRODUCTION |  |  | BSPG - V
20HAG10CP501QP | Pressure Gauge | 20HAG10CP501 | PRODUCTION |  |  | BSPG - V
10HAG20CP501QP | Pressure Gauge | 10HAG20CP501 | PRODUCTION |  |  | BSPG - V
20HAG20CP501QP | Pressure Gauge | 20HAG20CP501 | PRODUCTION |  |  | BSPG - V
10LAA10CP501QP | Pressure Gauge | 10LAA10CP501 | PRODUCTION |  |  | BSPG - V
20LAA10CP501QP | Pressure Gauge | 20LAA10CP501 | PRODUCTION |  |  | BSPG - V
10LAA10CT501QP | Temperature gauge | 10LAA10CT501 | PRODUCTION |  |  | BDT-E-TW-BT
20LAA10CT501QP | Temperature gauge | 20LAA10CT501 | PRODUCTION |  |  | BDT-E-TW-BT
10LAB10CP501QP | Pressure Gauge | 10LAB10CP501 | PRODUCTION |  |  | BSPG - V
20LAB10CP501QP | Pressure Gauge | 20LAB10CP501 | PRODUCTION |  |  | BSPG - V
10LAB10CT501QP | Temperature gauge | 10LAB10CT501 | PRODUCTION |  |  | BDT-E-TW-BT
20LAB10CT501QP | Temperature gauge | 20LAB10CT501 | PRODUCTION |  |  | BDT-E-TW-BT
10LAB28CP501QP | Pressure Gauge | 10LAB28CP501 | PRODUCTION |  |  | LFBSPG
20LAB28CP501QP | Pressure Gauge | 20LAB28CP501 | PRODUCTION |  |  | LFBSPG
10LAB28CP502QP | Pressure Gauge | 10LAB28CP502 | PRODUCTION |  |  | LFBSPG
20LAB28CP502QP | Pressure Gauge | 20LAB28CP502 | PRODUCTION |  |  | LFBSPG
10LAB29CP501QP | Pressure Gauge | 10LAB29CP501 | PRODUCTION |  |  | LFBSPG
20LAB29CP501QP | Pressure Gauge | 20LAB29CP501 | PRODUCTION |  |  | LFBSPG
10LAB29CP502QP | Pressure Gauge | 10LAB29CP502 | PRODUCTION |  |  | LFBSPG
20LAB29CP502QP | Pressure Gauge | 20LAB29CP502 | PRODUCTION |  |  | LFBSPG
10LAB40CP501QP | Pressure Gauge | 10LAB40CP501 | PRODUCTION |  |  | BSPG - V
20LAB40CP501QP | Pressure Gauge | 20LAB40CP501 | PRODUCTION |  |  | BSPG - V
10LAB50CP501QP | Pressure Gauge | 10LAB50CP501 | PRODUCTION |  |  | BSPG - V
20LAB50CP501QP | Pressure Gauge | 20LAB50CP501 | PRODUCTION |  |  | BSPG - V
10LAB60CP501QP | Pressure Gauge | 10LAB60CP501 | PRODUCTION |  |  | BSPG - V
20LAB60CP501QP | Pressure Gauge | 20LAB60CP501 | PRODUCTION |  |  | BSPG - V
10LAB60CP502QP | Pressure Gauge | 10LAB60CP502 | PRODUCTION |  |  | BSPG - V
20LAB60CP502QP | Pressure Gauge | 20LAB60CP502 | PRODUCTION |  |  | BSPG - V
10LAB60CP503QP | Pressure Gauge | 10LAB60CP503 | PRODUCTION |  |  | BSPG - V
20LAB60CP503QP | Pressure Gauge | 20LAB60CP503 | PRODUCTION |  |  | BSPG - V
10LAB60CT502QP | Temperature gauge | 10LAB60CT502 | PRODUCTION |  |  | BDT-E-TW-BT
20LAB60CT502QP | Temperature gauge | 20LAB60CT502 | PRODUCTION |  |  | BDT-E-TW-BT
10LAB60CT503QP | Temperature gauge | 10LAB60CT503 | PRODUCTION |  |  | BDT-E-TW-BT
20LAB60CT503QP | Temperature gauge | 20LAB60CT503 | PRODUCTION |  |  | BDT-E-TW-BT
20LAD10CP501QP | Pressure Gauge | 20LAD10CP501 | PRODUCTION |  |  | BSPG - V
10LAE45CP501QP | Pressure Gauge | 10LAE45CP501 | PRODUCTION |  |  | BSPG - V
20LAE45CP501QP | Pressure Gauge | 20LAE45CP501 | PRODUCTION |  |  | BSPG - V
10LAE45CT501QP | Temperature gauge | 10LAE45CT501 | PRODUCTION |  |  | BDT-E-TW-BT
20LAE45CT501QP | Temperature gauge | 20LAE45CT501 | PRODUCTION |  |  | BDT-E-TW-BT
10LBA10CP501QP | Pressure Gauge | 10LBA10CP501 | PRODUCTION |  |  | BSPG - V
20LBA10CP501QP | Pressure Gauge | 20LBA10CP501 | PRODUCTION |  |  | BSPG - V
10LBA10CT501QP | Temperature Gauge | 10LBA10CT501 | PRODUCTION |  |  | GDT-E-TW-BT
20LBA10CT501QP | Temperature Gauge | 20LBA10CT501 | PRODUCTION |  |  | GDT-E-TW-BT
10LBF60CT501QP | Temperature gauge | 10LBF60CT501 | PRODUCTION |  |  | BDT-E-TW-BT
20LBF60CT501QP | Temperature gauge | 20LBF60CT501 | PRODUCTION |  |  | BDT-E-TW-BT
10LBG10CP501QP | Pressure Gauge | 10LBG10CP501 | PRODUCTION |  |  | BSPG - V
20LBG10CP501QP | Pressure Gauge | 20LBG10CP501 | PRODUCTION |  |  | BSPG - V
20HTJ11AF001KF-M01 | Big bag station lime feeder Motor | 20HTJ11AF001 | PRODUCTION
10LBG10CT501QP | Temperature gauge | 10LBG10CT501 | PRODUCTION |  |  | GDT-E-TW-BT
20LBG10CT501QP | Temperature gauge | 20LBG10CT501 | PRODUCTION |  |  | GDT-E-TW-BT
10LBQ10CP501QP | Pressure Gauge | 10LBQ10CP501 | PRODUCTION |  |  | BSPG - V
20LBQ10CP501QP | Pressure Gauge | 20LBQ10CP501 | PRODUCTION |  |  | BSPG - V
10LBQ10CP502QP | Pressure Gauge | 10LBQ10CP502 | PRODUCTION |  |  | BSPG - V
20LBQ10CP502QP | Pressure Gauge | 20LBQ10CP502 | PRODUCTION |  |  | BSPG - V
10LBQ10CT501QP | Temperature gauge | 10LBQ10CT501 | PRODUCTION |  |  | BDT-E-TW-BT
20LBQ10CT501QP | Temperature gauge | 20LBQ10CT501 | PRODUCTION |  |  | BDT-E-TW-BT
10LBQ10CT502QP | Temperature gauge | 10LBQ10CT502 | PRODUCTION |  |  | BDT-E-TW-BT
20LBQ10CT502QP | Temperature gauge | 20LBQ10CT502 | PRODUCTION |  |  | BDT-E-TW-BT
10LBS10CP501QP | Pressure Gauge | 10LBS10CP501 | PRODUCTION |  |  | BSPG - V
20LBS10CP501QP | Pressure Gauge | 20LBS10CP501 | PRODUCTION |  |  | BSPG - V
10LBS10CP502QP | Pressure Gauge | 10LBS10CP502 | PRODUCTION |  |  | BSPG - V
20LBS10CP502QP | Pressure Gauge | 20LBS10CP502 | PRODUCTION |  |  | BSPG - V
10LBS10CT501QP | Temperature gauge | 10LBS10CT501 | PRODUCTION |  |  | BDT-E-TW-BT
20LBS10CT501QP | Temperature gauge | 20LBS10CT501 | PRODUCTION |  |  | BDT-E-TW-BT
10LBS10CT502QP | Temperature gauge | 10LBS10CT502 | PRODUCTION |  |  | BDT-E-TW-BT
20LBS10CT502QP | Temperature gauge | 20LBS10CT502 | PRODUCTION |  |  | BDT-E-TW-BT
10LBS30CP501QP | Pressure Gauge | 10LBS30CP501 | PRODUCTION |  |  | BSPG - V
20LBS30CP501QP | Pressure Gauge | 20LBS30CP501 | PRODUCTION |  |  | BSPG - V
10LBS30CT501QP | Temperature gauge | 10LBS30CT501 | PRODUCTION |  |  | BDT-E-TW-BT
20LBS30CT501QP | Temperature gauge | 20LBS30CT501 | PRODUCTION |  |  | BDT-E-TW-BT
10LBS40CP502QP | Pressure Gauge | 10LBS40CP502 | PRODUCTION |  |  | BSPG - V
20LBS40CP502QP | Pressure Gauge | 20LBS40CP502 | PRODUCTION |  |  | BSPG - V
10LBS40CT502QP | Deaerator inlet steam temperatue | 10LBS40CT502 | PRODUCTION |  |  | BDT-E-TW-BT
20LBS40CT502QP | Deaerator inlet steam temperatue | 20LBS40CT502 | PRODUCTION |  |  | BDT-E-TW-BT
10LCA10CP501QP | Pressure Gauge | 10LCA10CP501 | PRODUCTION |  |  | BSPG - V
20LCA10CP501QP | Pressure Gauge | 20LCA10CP501 | PRODUCTION |  |  | BSPG - V
10LCA10CP502QP | Pressure Gauge | 10LCA10CP502 | PRODUCTION |  |  | BSPG - V
20LCA10CP502QP | Pressure Gauge | 20LCA10CP502 | PRODUCTION |  |  | BSPG - V
10LCA20CP501QP | Pressure Gauge | 10LCA20CP501 | PRODUCTION |  |  | BSPG - V
20LCA20CP501QP | Pressure Gauge | 20LCA20CP501 | PRODUCTION |  |  | BSPG - V
10LCA20CP502QP | Pressure Gauge | 10LCA20CP502 | PRODUCTION |  |  | BSPG - V
20LCA20CP502QP | Pressure Gauge | 20LCA20CP502 | PRODUCTION |  |  | BSPG - V
10LCA30CP501QP | Pressure Gauge | 10LCA30CP501 | PRODUCTION |  |  | BSPG - V
20LCA30CP501QP | Pressure Gauge | 20LCA30CP501 | PRODUCTION |  |  | BSPG - V
10LCA30CP502QP | Pressure Gauge | 10LCA30CP502 | PRODUCTION |  |  | BSPG - V
20LCA30CP502QP | Pressure Gauge | 20LCA30CP502 | PRODUCTION |  |  | BSPG - V
10LCA40CP502QP | Pressure Gauge | 10LCA40CP502 | PRODUCTION |  |  | BSPG - V
20LCA40CP502QP | Pressure Gauge | 20LCA40CP502 | PRODUCTION |  |  | BSPG - V
10LCA40CP503QP | Pressure Gauge | 10LCA40CP503 | PRODUCTION |  |  | BSPG - V
20LCA40CP503QP | Pressure Gauge | 20LCA40CP503 | PRODUCTION |  |  | BSPG - V
10LCA40CP504QP | Pressure Gauge | 10LCA40CP504 | PRODUCTION |  |  | BSPG - V
20LCA40CP504QP | Pressure Gauge | 20LCA40CP504 | PRODUCTION |  |  | BSPG - V
10LCA40CP505QP | Pressure Gauge | 10LCA40CP505 | PRODUCTION |  |  | BSPG - V
20LCA40CP505QP | Pressure Gauge | 20LCA40CP505 | PRODUCTION |  |  | BSPG - V
10LCA40CP507QP | Pressure Gauge | 10LCA40CP507 | PRODUCTION |  |  | BSPG - V
20LCA40CP507QP | Pressure Gauge | 20LCA40CP507 | PRODUCTION |  |  | BSPG - V
10LCA40CP508QP | Pressure Gauge | 10LCA40CP508 | PRODUCTION |  |  | BSPG - V
20LCA40CP508QP | Pressure Gauge | 20LCA40CP508 | PRODUCTION |  |  | BSPG - V
10LCA40CT502QP | Temperature gauge | 10LCA40CT502 | PRODUCTION |  |  | BDT-E-TW-BT
20LCA40CT502QP | Temperature gauge | 20LCA40CT502 | PRODUCTION |  |  | BDT-E-TW-BT
10LCA40CT503QP | Temperature gauge | 10LCA40CT503 | PRODUCTION |  |  | BDT-E-TW-BT
20LCA40CT503QP | Temperature gauge | 20LCA40CT503 | PRODUCTION |  |  | BDT-E-TW-BT
10LCA40CT504QP | Temperature gauge | 10LCA40CT504 | PRODUCTION |  |  | BDT-E-TW-BT
20LCA40CT504QP | Temperature gauge | 20LCA40CT504 | PRODUCTION |  |  | BDT-E-TW-BT
10LCA40CT505QP | Temperature gauge | 10LCA40CT505 | PRODUCTION |  |  | BDT-E-TW-BT
20LCA40CT505QP | Temperature gauge | 20LCA40CT505 | PRODUCTION |  |  | BDT-E-TW-BT
10LCA40CT507QP | Temperature gauge | 10LCA40CT507 | PRODUCTION |  |  | BDT-E-TW-BT
20LCA40CT507QP | Temperature gauge | 20LCA40CT507 | PRODUCTION |  |  | BDT-E-TW-BT
10LCA40CT508QP | Temperature gauge | 10LCA40CT508 | PRODUCTION |  |  | BDT-E-TW-BT
20LCA40CT508QP | Temperature gauge | 20LCA40CT508 | PRODUCTION |  |  | BDT-E-TW-BT
10LCA50CP502QP | Pressure Gauge | 10LCA50CP502 | PRODUCTION |  |  | BDT-E-TW-BT
20LCA50CP502QP | Pressure Gauge | 20LCA50CP502 | PRODUCTION |  |  | BDT-E-TW-BT
20LCC10CP501QP | Pressure Gauge | 20LCC10CP501 | PRODUCTION |  |  | BSPG - V
10LCE10CP501QP | Pressure Gauge | 10LCE10CP501 | PRODUCTION |  |  | BSPG - V
20LCE10CP501QP | Pressure Gauge | 20LCE10CP501 | PRODUCTION |  |  | BSPG - V
10LCE10CT501QP | Temperature gauge | 10LCE10CT501 | PRODUCTION |  |  | BDT-E-TW-BT
20LCE10CT501QP | Temperature gauge | 20LCE10CT501 | PRODUCTION |  |  | BDT-E-TW-BT
10LCE55CP501QP | Pressure Gauge | 10LCE55CP501 | PRODUCTION |  |  | BSPG - V
20LCE55CP501QP | Pressure Gauge | 20LCE55CP501 | PRODUCTION |  |  | BSPG - V
10LCH10CT501QP | Temperature gauge | 10LCH10CT501 | PRODUCTION |  |  | BDT-E-TW-BT
20LCH10CT501QP | Temperature gauge | 20LCH10CT501 | PRODUCTION |  |  | BDT-E-TW-BT
10LCH20CT501QP | Temperature gauge | 10LCH20CT501 | PRODUCTION |  |  | BDT-E-TW-BT
20LCH20CT501QP | Temperature gauge | 20LCH20CT501 | PRODUCTION |  |  | BDT-E-TW-BT
10LCJ10CT501QP | Temperature gauge | 10LCJ10CT501 | PRODUCTION |  |  | BDT-E-TW-BT
20LCJ10CT501QP | Temperature gauge | 20LCJ10CT501 | PRODUCTION |  |  | BDT-E-TW-BT
10LCJ20CT501QP | Temperature gauge | 10LCJ20CT501 | PRODUCTION |  |  | BDT-E-TW-BT
20LCJ20CT501QP | Temperature gauge | 20LCJ20CT501 | PRODUCTION |  |  | BDT-E-TW-BT
10MAB10CP501QP | Pressure Gauge | 10MAB10CP501 | PRODUCTION |  |  | BSPG - V
20MAB10CP501QP | Pressure Gauge | 20MAB10CP501 | PRODUCTION |  |  | BSPG - V
10MAG10CP501QP | Pressure Gauge | 10MAG10CP501 | PRODUCTION |  |  | BSPG - V
20MAG10CP501QP | Pressure Gauge | 20MAG10CP501 | PRODUCTION |  |  | BSPG - V
10MAG10CT501QP | Temperature gauge | 10MAG10CT501 | PRODUCTION |  |  | BDT-E-TW-BT
20MAG10CT501QP | Temperature gauge | 20MAG10CT501 | PRODUCTION |  |  | BDT-E-TW-BT
10MAG20CT502QP | Temperature gauge | 10MAG20CT502 | PRODUCTION |  |  | BDT-E-TW-BT
20MAG20CT502QP | Temperature gauge | 20MAG20CT502 | PRODUCTION |  |  | BDT-E-TW-BT
10MAL10CP501QP | Pressure Gauge | 10MAL10CP501 | PRODUCTION |  |  | BSPG - V
20MAL10CP501QP | Pressure Gauge | 20MAL10CP501 | PRODUCTION |  |  | BSPG - V
10MAV10CP501QP | Pressure Gauge | 10MAV10CP501 | PRODUCTION |  |  | LFBSPG
20MAV10CP501QP | Pressure Gauge | 20MAV10CP501 | PRODUCTION |  |  | LFBSPG
10MAV20CP503QP | Pressure Gauge | 10MAV20CP503 | PRODUCTION |  |  | LFBSPG - V
20MAV20CP503QP | Pressure Gauge | 20MAV20CP503 | PRODUCTION |  |  | LFBSPG - V
10MAV20CP504QP | Pressure Gauge | 10MAV20CP504 | PRODUCTION |  |  | LFBSPG - V
20MAV20CP504QP | Pressure Gauge | 20MAV20CP504 | PRODUCTION |  |  | LFBSPG - V
10MAV20CP505QP | Pressure Gauge | 10MAV20CP505 | PRODUCTION |  |  | LFBSPG - V
20MAV20CP505QP | Pressure Gauge | 20MAV20CP505 | PRODUCTION |  |  | LFBSPG - V
10MAV30CP502QP | Pressure Gauge | 10MAV30CP502 | PRODUCTION |  |  | LFBSPG - V
20MAV30CP502QP | Pressure Gauge | 20MAV30CP502 | PRODUCTION |  |  | LFBSPG - V
10MAV30CP504QP | Pressure Gauge | 10MAV30CP504 | PRODUCTION |  |  | LFBSPG - V
20MAV30CP504QP | Pressure Gauge | 20MAV30CP504 | PRODUCTION |  |  | LFBSPG - V
10MAV30CP505QP | Pressure Gauge | 10MAV30CP505 | PRODUCTION |  |  | LFBSPG - V
20MAV30CP505QP | Pressure Gauge | 20MAV30CP505 | PRODUCTION |  |  | LFBSPG - V
10MAV35CP506QP | Pressure Gauge | 10MAV35CP506 | PRODUCTION |  |  | LFBSPG - V
20MAV35CP506QP | Pressure Gauge | 20MAV35CP506 | PRODUCTION |  |  | LFBSPG - V
10MAV40CP501QP | Pressure Gauge | 10MAV40CP501 | PRODUCTION |  |  | LFBSPG - V
20MAV40CP501QP | Pressure Gauge | 20MAV40CP501 | PRODUCTION |  |  | LFBSPG - V
10MAV40CP507QP | Pressure Gauge | 10MAV40CP507 | PRODUCTION |  |  | LFBSPG - V
20MAV40CP507QP | Pressure Gauge | 20MAV40CP507 | PRODUCTION |  |  | LFBSPG - V
10MAV50CP508QP | Pressure Gauge | 10MAV50CP508 | PRODUCTION |  |  | LFBSPG - V
20MAV50CP508QP | Pressure Gauge | 20MAV50CP508 | PRODUCTION |  |  | LFBSPG - V
10MAV50CP509QP | Pressure Gauge | 10MAV50CP509 | PRODUCTION |  |  | LFBSPG - V
20MAV50CP509QP | Pressure Gauge | 20MAV50CP509 | PRODUCTION |  |  | LFBSPG - V
10MAV50CP510QP | Pressure Gauge | 10MAV50CP510 | PRODUCTION |  |  | LFBSPG - V
20MAV50CP510QP | Pressure Gauge | 20MAV50CP510 | PRODUCTION |  |  | LFBSPG - V
10MAV50CP511QP | Pressure Gauge | 10MAV50CP511 | PRODUCTION |  |  | LFBSPG - V
20MAV50CP511QP | Pressure Gauge | 20MAV50CP511 | PRODUCTION |  |  | LFBSPG - V
10MAV50CP512QP | Pressure Gauge | 10MAV50CP512 | PRODUCTION |  |  | LFBSPG - V
20MAV50CP512QP | Pressure Gauge | 20MAV50CP512 | PRODUCTION |  |  | LFBSPG - V
10MAV80CP501QP | Pressure Gauge | 10MAV80CP501 | PRODUCTION |  |  | LFBSPG - V
20MAV80CP501QP | Pressure Gauge | 20MAV80CP501 | PRODUCTION |  |  | LFBSPG - V
10MAV80CP502QP | Pressure Gauge | 10MAV80CP502 | PRODUCTION |  |  | LFBSPG - V
20MAV80CP502QP | Pressure Gauge | 20MAV80CP502 | PRODUCTION |  |  | LFBSPG - V
10MAV80CP503QP | Pressure Gauge | 10MAV80CP503 | PRODUCTION |  |  | LFBSPG - V
20MAV80CP503QP | Pressure Gauge | 20MAV80CP503 | PRODUCTION |  |  | LFBSPG - V
10MAW10CT502QP | Temperature gauge | 10MAW10CT502 | PRODUCTION |  |  | BDT-E-TW-BT
20MAW10CT502QP | Temperature gauge | 20MAW10CT502 | PRODUCTION |  |  | BDT-E-TW-BT
10MAW15CP501QP | Pressure Gauge | 10MAW15CP501 | PRODUCTION |  |  | BSPG - V
20MAW15CP501QP | Pressure Gauge | 20MAW15CP501 | PRODUCTION |  |  | BSPG - V
10MAW15CT501QP | Temperature gauge | 10MAW15CT501 | PRODUCTION |  |  | GDT-E-TW-BT
20MAW15CT501QP | Temperature gauge | 20MAW15CT501 | PRODUCTION |  |  | GDT-E-TW-BT
10MAW20CP503QP | Pressure Gauge | 10MAW20CP503 | PRODUCTION |  |  | BSPG - V
20MAW20CP503QP | Pressure Gauge | 20MAW20CP503 | PRODUCTION |  |  | BSPG - V
10MAX10CP501QP | Pressure Gauge | 10MAX10CP501 | PRODUCTION |  |  | LFBSPG - V
20MAX10CP501QP | Pressure Gauge | 20MAX10CP501 | PRODUCTION |  |  | LFBSPG - V
10PBE10CP501QP | Pressure Gauge | 10PBE10CP501 | PRODUCTION |  |  | BSPG - V
20PBE10CP501QP | Pressure Gauge | 20PBE10CP501 | PRODUCTION |  |  | BSPG - V
10PBE10CP502QP | Pressure Gauge | 10PBE10CP502 | PRODUCTION |  |  | BSPG - V
20PBE10CP502QP | Pressure Gauge | 20PBE10CP502 | PRODUCTION |  |  | BSPG - V
10PBE20CP501QP | Pressure Gauge | 10PBE20CP501 | PRODUCTION |  |  | BSPG - V
20PBE20CP501QP | Pressure Gauge | 20PBE20CP501 | PRODUCTION |  |  | BSPG - V
10PBE20CP502QP | Pressure Gauge | 10PBE20CP502 | PRODUCTION |  |  | BSPG - V
20PBE20CP502QP | Pressure Gauge | 20PBE20CP502 | PRODUCTION |  |  | BSPG - V
10PGA15CP501QP | Pressure Gauge | 10PGA15CP501 | PRODUCTION |  |  | BSPG - V
20PGA15CP501QP | Pressure Gauge | 20PGA15CP501 | PRODUCTION |  |  | BSPG - V
10PGA15CT501QP | Temperature gauge | 10PGA15CT501 | PRODUCTION |  |  | BDT-E-TW-BT
20PGA15CT501QP | Temperature gauge | 20PGA15CT501 | PRODUCTION |  |  | BDT-E-TW-BT
10PGA20CP501QP | Pressure Gauge | 10PGA20CP501 | PRODUCTION |  |  | BSPG - V
20PGA20CP501QP | Pressure Gauge | 20PGA20CP501 | PRODUCTION |  |  | BSPG - V
10PGA20CP502QP | Pressure Gauge | 10PGA20CP502 | PRODUCTION |  |  | BSPG - V
00QM01AC004-M01 | Bagfilter Air Washer Motor-1 | 00QM01AC002 | PRODUCTION
20PGA20CP502QP | Pressure Gauge | 20PGA20CP502 | PRODUCTION |  |  | BSPG - V
10PGA20CP503QP | Pressure Gauge | 10PGA20CP503 | PRODUCTION |  |  | BSPG - V
20PGA20CP503QP | Pressure Gauge | 20PGA20CP503 | PRODUCTION |  |  | BSPG - V
10PGA20CP504QP | Pressure Gauge | 10PGA20CP504 | PRODUCTION |  |  | BSPG - V
20PGA20CP504QP | Pressure Gauge | 20PGA20CP504 | PRODUCTION |  |  | BSPG - V
10PGA20CT501QP | Temperature gauge | 10PGA20CT501 | PRODUCTION |  |  | BDT-E-TW-BT
20PGA20CT501QP | Temperature gauge | 20PGA20CT501 | PRODUCTION |  |  | BDT-E-TW-BT
10PGA20CT502QP | Temperature gauge | 10PGA20CT502 | PRODUCTION |  |  | BDT-E-TW-BT
20PGA20CT502QP | Temperature gauge | 20PGA20CT502 | PRODUCTION |  |  | BDT-E-TW-BT
10PGA20CT503QP | Temperature gauge | 10PGA20CT503 | PRODUCTION |  |  | BDT-E-TW-BT
20PGA20CT503QP | Temperature gauge | 20PGA20CT503 | PRODUCTION |  |  | BDT-E-TW-BT
10PGA20CT504QP | Temperature gauge | 10PGA20CT504 | PRODUCTION |  |  | BDT-E-TW-BT
20PGA20CT504QP | Temperature gauge | 20PGA20CT504 | PRODUCTION |  |  | BDT-E-TW-BT
10PGA20CT505QP | Temperature gauge | 10PGA20CT505 | PRODUCTION |  |  | BDT-E-TW-BT
20PGA20CT505QP | Temperature gauge | 20PGA20CT505 | PRODUCTION |  |  | BDT-E-TW-BT
10PGA20CT506QP | Temperature gauge | 10PGA20CT506 | PRODUCTION |  |  | BDT-E-TW-BT
20PGA20CT506QP | Temperature gauge | 20PGA20CT506 | PRODUCTION |  |  | BDT-E-TW-BT
10PGA20CT507QP | Temperature gauge | 10PGA20CT507 | PRODUCTION |  |  | BDT-E-TW-BT
20PGA20CT507QP | Temperature gauge | 20PGA20CT507 | PRODUCTION |  |  | BDT-E-TW-BT
10PGA20CT508QP | Temperature gauge | 10PGA20CT508 | PRODUCTION |  |  | BDT-E-TW-BT
20PGA20CT508QP | Temperature gauge | 20PGA20CT508 | PRODUCTION |  |  | BDT-E-TW-BT
10PGA25CP501QP | Pressure Gauge | 10PGA25CP501 | PRODUCTION |  |  | BSPG - V
20PGA25CP501QP | Pressure Gauge | 20PGA25CP501 | PRODUCTION |  |  | BSPG - V
10PGA25CT501QP | Temperature gauge | 10PGA25CT501 | PRODUCTION |  |  | BDT-E-TW-BT
20PGA25CT501QP | Temperature gauge | 20PGA25CT501 | PRODUCTION |  |  | BDT-E-TW-BT
10PGA28CP503QP | Pressure Gauge | 10PGA28CP503 | PRODUCTION |  |  | LFBSPG
20PGA28CP503QP | Pressure Gauge | 20PGA28CP503 | PRODUCTION |  |  | LFBSPG
10PGA28CT502QP | Temperature gauge | 10PGA28CT502 | PRODUCTION |  |  | BDT-E-TW-BT
20PGA28CT502QP | Temperature gauge | 20PGA28CT502 | PRODUCTION |  |  | BDT-E-TW-BT
10PGA28CT503QP | Temperature gauge | 10PGA28CT503 | PRODUCTION |  |  | BDT-E-TW-BT
20PGA28CT503QP | Temperature gauge | 20PGA28CT503 | PRODUCTION |  |  | BDT-E-TW-BT
10PGA29CP503QP | Pressure Gauge | 10PGA29CP503 | PRODUCTION |  |  | LFBSPG
20PGA29CP503QP | Pressure Gauge | 20PGA29CP503 | PRODUCTION |  |  | LFBSPG
10PGA29CT502QP | Temperature gauge | 10PGA29CT502 | PRODUCTION |  |  | BDT-E-TW-BT
20PGA29CT502QP | Temperature gauge | 20PGA29CT502 | PRODUCTION |  |  | BDT-E-TW-BT
10PGA29CT503QP | Temperature gauge | 10PGA29CT503 | PRODUCTION |  |  | BDT-E-TW-BT
20PGA29CT503QP | Temperature gauge | 20PGA29CT503 | PRODUCTION |  |  | BDT-E-TW-BT
10PGA30CP501QP | Pressure Gauge | 10PGA30CP501 | PRODUCTION |  |  | BSPG - V
20PGA30CP501QP | Pressure Gauge | 20PGA30CP501 | PRODUCTION |  |  | BSPG - V
10PGA30CP502QP | Pressure Gauge | 10PGA30CP502 | PRODUCTION |  |  | BSPG - V
20PGA30CP502QP | Pressure Gauge | 20PGA30CP502 | PRODUCTION |  |  | BSPG - V
10PGA30CP503QP | Pressure Gauge | 10PGA30CP503 | PRODUCTION |  |  | BSPG - V
20PGA30CP503QP | Pressure Gauge | 20PGA30CP503 | PRODUCTION |  |  | BSPG - V
10PGA30CP504QP | Pressure Gauge | 10PGA30CP504 | PRODUCTION |  |  | BSPG - V
20PGA30CP504QP | Pressure Gauge | 20PGA30CP504 | PRODUCTION |  |  | BSPG - V
10PGA30CT501QP | Temperature gauge | 10PGA30CT501 | PRODUCTION |  |  | BDT-E-TW-BT
20PGA30CT501QP | Temperature gauge | 20PGA30CT501 | PRODUCTION |  |  | BDT-E-TW-BT
10PGA30CT502QP | Temperature gauge | 10PGA30CT502 | PRODUCTION |  |  | BDT-E-TW-BT
20PGA30CT502QP | Temperature gauge | 20PGA30CT502 | PRODUCTION |  |  | BDT-E-TW-BT
10PGA30CT503QP | Temperature gauge | 10PGA30CT503 | PRODUCTION |  |  | BDT-E-TW-BT
20PGA30CT503QP | Temperature gauge | 20PGA30CT503 | PRODUCTION |  |  | BDT-E-TW-BT
10PGA30CT504QP | Temperature gauge | 10PGA30CT504 | PRODUCTION |  |  | BDT-E-TW-BT
20PGA30CT504QP | Temperature gauge | 20PGA30CT504 | PRODUCTION |  |  | BDT-E-TW-BT
10PGA37CP501QP | Pressure Gauge | 10PGA37CP501 | PRODUCTION |  |  | BSPG - V
20PGA37CP501QP | Pressure Gauge | 20PGA37CP501 | PRODUCTION |  |  | BSPG - V
10PGA37CP502QP | Pressure Gauge | 10PGA37CP502 | PRODUCTION |  |  | BSPG - V
20PGA37CP502QP | Pressure Gauge | 20PGA37CP502 | PRODUCTION |  |  | BSPG - V
10PGA38CP501QP | Pressure Gauge | 10PGA38CP501 | PRODUCTION |  |  | BSPG - V
20PGA38CP501QP | Pressure Gauge | 20PGA38CP501 | PRODUCTION |  |  | BSPG - V
10PGA38CP502QP | Pressure Gauge | 10PGA38CP502 | PRODUCTION |  |  | BSPG - V
20PGA38CP502QP | Pressure Gauge | 20PGA38CP502 | PRODUCTION |  |  | BSPG - V
10PGA60CP501QP | Pressure Gauge | 10PGA60CP501 | PRODUCTION |  |  | BSPG - V
20PGA60CP501QP | Pressure Gauge | 20PGA60CP501 | PRODUCTION |  |  | BSPG - V
10PGA60CT501QP | Temperature gauge | 10PGA60CT501 | PRODUCTION |  |  | BDT-E-TW-BT
20PGA60CT501QP | Temperature gauge | 20PGA60CT501 | PRODUCTION |  |  | BDT-E-TW-BT
10PGA70CP501QP | Pressure Gauge | 10PGA70CP501 | PRODUCTION |  |  | BSPG - V
20PGA70CP501QP | Pressure Gauge | 20PGA70CP501 | PRODUCTION |  |  | BSPG - V
10PGA70CT501QP | Temperature gauge | 10PGA70CT501 | PRODUCTION |  |  | BDT-E-TW-BT
20PGA70CT501QP | Temperature gauge | 20PGA70CT501 | PRODUCTION |  |  | BDT-E-TW-BT
20QFC10CP501QP | Pressure Gauge | 20QFC10CP501 | PRODUCTION |  |  | BSPG - V
10GAC21AH001KC | Heating element emergency shower | 10GAC21AH001 | PRODUCTION
20GAC21AH001KC | Heating element emergency shower | 20GAC21AH001 | PRODUCTION
10GAC22AH001KC | Heating element emergency shower | 10GAC22AH001 | PRODUCTION
20GAC22AH001KC | Heating element emergency shower | 20GAC22AH001 | PRODUCTION
10GAC51BB001KD | Lance washing sink, Boiler 1 | 10GAC51BB001 | PRODUCTION |  |  | NA
20GAC51BB001KD | Lance washing sink | 20GAC51BB001 | PRODUCTION |  |  | NA
10HTD10BT001MZ | Flue gas cleaning reactor | 10HTD10BT001 | PRODUCTION
20HTD10BT001MZ | Flue gas cleaning reactor | 20HTD10BT001 | PRODUCTION
10HTE10AE001KE | Electrical Hoist: 2T - Bagfilter Unit 1 | 10HTE10AE001 | PRODUCTION |  |  | CD12T-6M
20HTE10AE001KE | Electrical Hoist: 2T - Bagfilter Unit 2 | 20HTE10AE001 | PRODUCTION |  |  | CD12T-6M
10HTE10AF001KF | Bag filter Fluid trough | 10HTE10AF001 | PRODUCTION
10HTE10AF001-M01 | Bag filter Fluid trough, motor | 10HTE10AF001 | PRODUCTION
10HTE10AF001MG | Bag filter Fluid trough, gear | 10HTE10AF001 | PRODUCTION
20HTE10AF001KF | Bag filter Fluid trough | 20HTE10AF001 | PRODUCTION
20HTE10AF001-M01 | Bag filter Fluid trough, motor | 20HTE10AF001 | PRODUCTION
20HTE10AF001MG | Bag filter Fluid trough, gear | 20HTE10AF001 | PRODUCTION
10HTF10AN001KN | Cooling fan - Motor | 10HTF10AN001 | PRODUCTION |  |  | Cooling fan
10HTF10AN001-M01 | Cooling fan - Motor | 10HTF10AN001 | PRODUCTION |  |  | Cooling fan
20HTF10AN001KN | Recycle rotary feeder Cooling fan | 20HTF10AN001 | PRODUCTION |  |  | Cooling fan
20HTF10AN001-M01 | Cooling fan - Motor | 20HTF10AN001 | PRODUCTION |  |  | Cooling fan
20HTJ10AT001KT | Big bag station electric vibrator | 20HTJ10AT001 | PRODUCTION |  |  | WMVE60/3 | carbon steel
20HTJ10BB001KD | Big bag station | 20HTJ10BB001 | PRODUCTION |  |  | Anboni SST1300 | carbon steel
10HTJ20BB001KD | Reagent silo | 10HTJ20BB001 | PRODUCTION |  |  | NA
20HTJ20BB001KD | Reagent silo | 20HTJ20BB001 | PRODUCTION |  |  | NA
10HTK20AP001KP | Lubrication unit | 10HTK20AP001 | PRODUCTION
10HTK20AP001-M01 | Lubrication unit - Motor | 10HTK20AP001 | PRODUCTION
20HTK20AP001KP | Lubrication unit | 20HTK20AP001 | PRODUCTION
20HTK20AP001-M01 | Lubrication unit - Motor | 20HTK20AP001 | PRODUCTION
10HTK20AU001-U01 | Lubrication unit | 10HTK20AU001 | PRODUCTION
20HTK20AU001-U01 | Lubrication unit | 20HTK20AU001 | PRODUCTION
10HTK21AU001-U01 | Distribution unit | 10HTK21AU001 | PRODUCTION
20HTK21AU001-U01 | Distribution unit | 20HTK21AU001 | PRODUCTION
20QEU11AN001KN | Air blower fluidizing air | 20QEU11AN001 | PRODUCTION |  |  | BK 5,99/ 20
10QEU11AN002KN | Evacuation fan | 10QEU11AN002 | PRODUCTION
10QEU11AN002-M01 | Evacuation fan - Motor | 10QEU11AN002 | PRODUCTION
20QEU11AN002KN | Evacuation fan | 20QEU11AN002 | PRODUCTION
20QEU11AN002-M01 | Evacuation fan - Motor | 20QEU11AN002 | PRODUCTION
10QEU12AH001-M01 | Fluidizing air heating element 1 - Motor | 10QEU12AH001 | PRODUCTION |  |  | ECH-118/400
10QEU12AH002-M01 | Fluidizing air heating element 2 - Motor | 10QEU12AH002 | PRODUCTION |  |  | ECH-118/400
20QEU12BS001MZ | Fluidizing fan, Air silencer | 20QEU12BS001 | PRODUCTION
10QEU12BS001MZ | Fluidizing fan, Air silencer | 10QEU12BS001 | PRODUCTION
10QEU31AN002KN | Evacuation fan | 10QEU31AN002 | PRODUCTION
10QEU31AN002-M01 | Evacuation fan - Motor | 10QEU31AN002 | PRODUCTION
20QEU31BS001MZ | Fluidizing fan, Air silencer | 20QEU31BS001 | PRODUCTION |  |  | BK5,99/20-1 | S235JR
20QEU41AN002KN | Conveying air blower Cooling fan | 20QEU41AN002 | PRODUCTION |  |  | Cooling fan
20QEU41AN002-M01 | Cooling fan - Motor | 20QEU41AN002 | PRODUCTION |  |  | Cooling fan
00GAC01CP501QP | Pressure Gauge- Bourdon type | 00GAC01CP501 | PRODUCTION |  |  | BSPG-V
00GAC02CP501QP | Pressure Gauge-Bourdon type | 00GAC02CP501 | PRODUCTION |  |  | BSPG-V
00GAC02CP502QP | Pressure Gauge- Bourdon type | 00GAC02CP502 | PRODUCTION |  |  | BSPG-V
00GAC03CP501QP | Pressure Gauge- Bourdon type | 00GAC03CP501 | PRODUCTION |  |  | BSPG-V
00GAC04CP502QP | Pressure Gauge- Bourdon type | 00GAC04CP502 | PRODUCTION |  |  | BSPG-V
00GAC05CP201-F01 | Pressure Switch- Bourdon type | 00GAC05CP201 | PRODUCTION |  |  | BPS-GA-SS
00GAC06CP201-F01 | Pressure Switch- Bourdon type | 00GAC06CP201 | PRODUCTION |  |  | BPS-GA-SS
00GAC09CP501QP | Pressure Switch- Bourdon type | 00GAC09CP501 | PRODUCTION |  |  | BSPG-V
00GAC10CP501QP | Pressure Switch- Bourdon type | 00GAC10CP501 | PRODUCTION |  |  | BSPG-V
00GAC11CP201-F01 | Pressure Switch- Bourdon type | 00GAC11CP201 | PRODUCTION |  |  | BPS-GA-SS
00GHB01CP501QP | Pressure Gauge- Bourdon type | 00GHB01CP501 | PRODUCTION |  |  | BSPG-V
00GHB02CP501QP | Pressure Gauge- Bourdon type | 00GHB02CP501 | PRODUCTION |  |  | BSPG-V
00GHB05CP501QP | Pressure Gauge- Bourdon type | 00GHB05CP501 | PRODUCTION |  |  | BSPG-V
00GHB05CP502QP | Pressure Gauge- Bourdon type | 00GHB05CP502 | PRODUCTION |  |  | BSPG-V
00GHB06CP501QP | Pressure Gauge- Bourdon type | 00GHB06CP501 | PRODUCTION |  |  | BSPG-V
00GHB06CP502QP | Pressure Gauge- Bourdon type | 00GHB06CP502 | PRODUCTION |  |  | BSPG-V
00GHB09CP501QP | Pressure Gauge- Bourdon type | 00GHB09CP501 | PRODUCTION |  |  | BSPG-V
00GHB09CP502QP | Pressure Gauge- Bourdon type | 00GHB09CP502 | PRODUCTION |  |  | BSPG-V
00GHB10CP501QP | Pressure Gauge- Bourdon type | 00GHB10CP501 | PRODUCTION |  |  | BSPG-V
00GHB10CP502QP | Pressure Gauge- Bourdon type | 00GHB10CP502 | PRODUCTION |  |  | BSPG-V
00GHB11CP501QP | Pressure Gauge- Bourdon type | 00GHB11CP501 | PRODUCTION |  |  | BSPG-V
00GHC04CP202-F01 | Differential Pressure Switch- Bourdon type | 00GHC04CP202 | PRODUCTION |  |  | IDMSB
00GHC04CP502QP | Pressure Gauge- Bourdon type | 00GHC04CP502 | PRODUCTION |  |  | BSPG-V
00GHC05CP501QP | Pressure Gauge- Bourdon type | 00GHC05CP501 | PRODUCTION |  |  | BSPG-V
00GHC06CP202-F01 | Differential Pressure Switch- Bourdon type | 00GHC06CP202 | PRODUCTION |  |  | IDMSB
00GHC06CP502QP | Pressure Gauge- Bourdon type | 00GHC06CP502 | PRODUCTION |  |  | BSPG-V
00GHC07CP501QP | Pressure Gauge- Bourdon type | 00GHC07CP501 | PRODUCTION |  |  | BSPG-V
00GHC08CP202-F01 | Differential Pressure Switch- Bourdon type | 00GHC08CP202 | PRODUCTION |  |  | IDMSB
00GHC08CP502QP | Pressure Gauge- Bourdon type | 00GHC08CP502 | PRODUCTION |  |  | BSPG-V
00GHC09CP501QP | Pressure Gauge- Bourdon type | 00GHC09CP501 | PRODUCTION |  |  | BSPG-V
00GHC13CP501QP | Pressure Gauge- Bourdon type | 00GHC13CP501 | PRODUCTION |  |  | BSPG-V
00GHC16CP202-F01 | Differential Pressure Switch- Bourdon type | 00GHC16CP202 | PRODUCTION |  |  | IDMSB
00GHC16CP502QP | Pressure Gauge- Bourdon type | 00GHC16CP502 | PRODUCTION |  |  | BSPG-V
20GHC01BR001MR | Boiler initial fill pump discharge header to deaerator filling unit-1 | 20GHC01BR001 | PRODUCTION |  |  |  | ASTM A106 GR.B
00GHC17CP501QP | Pressure Gauge- Bourdon type | 00GHC17CP501 | PRODUCTION |  |  | BSPG-V
00GHE01CP201-F01 | Differential Pressure Switch- Bourdon type | 00GHE01CP201 | PRODUCTION |  | IDMSB | IDMSB
00GHE01CP501QP | Pressure Gauge- Bourdon type | 00GHE01CP501 | PRODUCTION |  |  | BSPG-V
00GHE01CP502QP | Pressure Gauge- Bourdon type | 00GHE01CP502 | PRODUCTION |  |  | BSPG-V
00GHE02CP201-F01 | Differential Pressure Switch- Bourdon type | 00GHE02CP201 | PRODUCTION |  |  | IDMSB
00GHE02CP501QP | Pressure Gauge- Bourdon type | 00GHE02CP501 | PRODUCTION |  |  | BSPG-V
00GHE02CP502QP | Pressure Gauge- Bourdon type | 00GHE02CP502 | PRODUCTION |  |  | BSPG-V
00GMC01CP501QP | Pressure Gauge | 00GMC01CP501 | PRODUCTION |  |  | BSPG-V
00GMC02CP501QP | Pressure Gauge- Bourdon type | 00GMC02CP501 | PRODUCTION |  |  | BSPG-V
00GMC02CP502QP | Pressure Gauge- Bourdon type | 00GMC02CP502 | PRODUCTION |  |  | BSPG-V
00GMC03CP201-F01 | Pressure Switch- Bourdon type | 00GMC03CP201 | PRODUCTION |  |  | BPS-GA-SS
10HJF50CT601QB | RTD | 10HJF50CT601 | PRODUCTION |  |  | RTD + TW-BT
20HJF50CT601QB | RTD | 20HJF50CT601 | PRODUCTION |  |  | RTD + TW-BT
10PAD01CP201-F01 | Differential Pressure Switch- Bourdon type | 10PAD01CP201 | PRODUCTION |  |  | IDMSB
20PAD01CP201-F01 | Differential Pressure Switch- Bourdon type | 20PAD01CP201 | PRODUCTION |  |  | IDMSB
10PAD01CP502QP | Pressure Gauge- Bourdon type | 10PAD01CP502 | PRODUCTION |  |  | BSPG-V
20PAD01CP502QP | Pressure Gauge- Bourdon type | 20PAD01CP502 | PRODUCTION |  |  | BSPG-V
10PAD02CP201-F01 | Differential Pressure Switch- Bourdon type | 10PAD02CP201 | PRODUCTION |  |  | IDMSB
20PAD02CP201-F01 | Differential Pressure Switch- Bourdon type | 20PAD02CP201 | PRODUCTION |  |  | IDMSB
10PAD02CP502QP | Pressure Gauge- Bourdon type | 10PAD02CP502 | PRODUCTION |  |  | BSPG-V
20PAD02CP502QP | Pressure Gauge- Bourdon type | 20PAD02CP502 | PRODUCTION |  |  | BSPG-V
10PAD04CP501QP | Pressure Gauge- Bourdon type | 10PAD04CP501 | PRODUCTION |  |  | BSPG-V
20PAD04CP501QP | Pressure Gauge- Bourdon type | 20PAD04CP501 | PRODUCTION |  |  | BSPG-V
10PAD04CT601QB | RTD | 10PAD04CT601 | PRODUCTION |  |  | RTD + TW-BT
20PAD04CT601QB | RTD | 20PAD04CT601 | PRODUCTION |  |  | RTD + TW-BT
10PAD05CP501QP | Pressure Gauge- Bourdon type | 10PAD05CP501 | PRODUCTION |  |  | BSPG-V
20PAD05CP501QP | Pressure Gauge- Bourdon type | 20PAD05CP501 | PRODUCTION |  |  | BSPG-V
10PAD05CT601QB | RTD | 10PAD05CT601 | PRODUCTION |  |  | RTD + TW-BT
20PAD05CT601QB | RTD | 20PAD05CT601 | PRODUCTION |  |  | RTD + TW-BT
10PAD06CP501QP | Pressure Gauge- Bourdon type | 10PAD06CP501 | PRODUCTION |  |  | BSPG-V
20PAD06CP501QP | Pressure Gauge- Bourdon type | 20PAD06CP501 | PRODUCTION |  |  | BSPG-V
10PAD06CT601QB | RTD | 10PAD06CT601 | PRODUCTION |  |  | RTD + TW-BT
20PAD06CT601QB | RTD | 20PAD06CT601 | PRODUCTION |  |  | RTD + TW-BT
10PAD07CP501QP | Pressure Gauge- Bourdon type | 10PAD07CP501 | PRODUCTION |  |  | BSPG-V
20PAD07CP501QP | Pressure Gauge- Bourdon type | 20PAD07CP501 | PRODUCTION |  |  | BSPG-V
10PAD07CT601QB | RTD | 10PAD07CT601 | PRODUCTION |  |  | RTD + TW-BT
20PAD07CT601QB | RTD | 20PAD07CT601 | PRODUCTION |  |  | RTD + TW-BT
00PCB01CP201-F01 | Differential Pressure Switch- Bourdon type | 00PCB01CP201 | PRODUCTION |  |  | IDMSB
10PCB01CP201-F01 | Differential Pressure Switch- Bourdon type | 10PCB01CP201 | PRODUCTION |  |  | IDMSB
20PCB01CP201-F01 | Differential Pressure Switch- Bourdon type | 20PCB01CP201 | PRODUCTION |  |  | IDMSB
00PCB01CP502QP | Pressure Gauge- Bourdon type | 00PCB01CP502 | PRODUCTION |  |  | BSPG-V
10PCB01CP502QP | Pressure Gauge- Bourdon type | 10PCB01CP502 | PRODUCTION |  |  | BSPG-V
20PCB01CP502QP | Pressure Gauge- Bourdon type | 20PCB01CP502 | PRODUCTION |  |  | BSPG-V
00PCB02CP501QP | Pressure Gauge- Bourdon type | 00PCB02CP501 | PRODUCTION |  |  | BSPG-V
00PCB03CP501QP | Pressure Gauge- Bourdon type | 00PCB03CP501 | PRODUCTION |  |  | BSPG-V
00PCB04CP501QP | Pressure Gauge- Bourdon type | 00PCB04CP501 | PRODUCTION |  |  | BSPG-V
00PCB05CP501QP | Pressure Gauge- Bourdon type | 00PCB05CP501 | PRODUCTION |  |  | BSPG-V
10PCB05CP501QP | Pressure Gauge- Bourdon type | 10PCB05CP501 | PRODUCTION |  |  | BSPG-V
20PCB05CP501QP | Pressure Gauge- Bourdon type | 20PCB05CP501 | PRODUCTION |  |  | BSPG-V
00PCB06CP501QP | Pressure Gauge- Bourdon type | 00PCB06CP501 | PRODUCTION |  |  | BSPG-V
00PCB07CP501QP | Pressure Gauge- Bourdon type | 00PCB07CP501 | PRODUCTION |  |  | BSPG-V
10PCB07CP501QP | Pressure Gauge- Bourdon type | 10PCB07CP501 | PRODUCTION |  |  | BSPG-V
20PCB07CP501QP | Pressure Gauge- Bourdon type | 20PCB07CP501 | PRODUCTION |  |  | BSPG-V
00PCB08CP501QP | Pressure Gauge- Bourdon type | 00PCB08CP501 | PRODUCTION |  |  | BSPG-V
00PCB09CP501QP | Pressure Gauge- Bourdon type | 00PCB09CP501 | PRODUCTION |  |  | BSPG-V
00PCB10CP501QP | Pressure Gauge- Bourdon type | 00PCB10CP501 | PRODUCTION |  |  | BSPG-V
00QFB02CP501QP | Pressure Gauge- Bourdon type | 00QFB02CP501 | PRODUCTION |  |  | BSPG-V
10QFB11CP501QP | Pressure Gauge | 10QFB11CP501 | PRODUCTION |  |  | BSPG-V-100-S6S-S6S-S6S-S4S-T15NTM-(0-16)-BAR- 0R5
20QFB11CP501QP | Pressure Gauge | 20QFB11CP501 | PRODUCTION |  |  | BSPG-V-100-S6S-S6S-S6S-S4S-T15NTM-(0-16)-BAR- 0R5
10QFB11CP502QP | Pressure Gauge | 10QFB11CP502 | PRODUCTION |  |  | BSPG-V-100-S6S-S6S-S6S-S4S-T15NTM-(0-16)-BAR- 0R5
20QFB11CP502QP | Pressure Gauge | 20QFB11CP502 | PRODUCTION |  |  | BSPG-V-100-S6S-S6S-S6S-S4S-T15NTM-(0-16)-BAR- 0R5
00QFB12CP501QP | Pressure Gauge | 00QFB12CP501 | PRODUCTION |  |  | BSPG-V
10QFB12CP501QP | Pressure Gauge | 10QFB12CP501 | PRODUCTION |  |  | BSPG-V
20QFB12CP501QP | Pressure Gauge | 20QFB12CP501 | PRODUCTION |  |  | BSPG-V
00QFB13CP501QP | Pressure Gauge | 00QFB13CP501 | PRODUCTION |  |  | BSPG-V
10QFB13CP501QP | Pressure Gauge | 10QFB13CP501 | PRODUCTION |  |  | BSPG-V
20QFB13CP501QP | Pressure Gauge | 20QFB13CP501 | PRODUCTION |  |  | BSPG-V
10QFB14AA101KA | Ball valve | 10QFB14AA101 | PRODUCTION |  |  | BSPG-V
10QFB14CP501QP | Pressure Gauge | 10QFB14CP501 | PRODUCTION |  |  | BSPG-V
20QFB14CP501QP | Pressure Gauge | 20QFB14CP501 | PRODUCTION |  |  | BSPG-V
10QFB15CP501QP | Pressure Gauge | 10QFB15CP501 | PRODUCTION |  |  | BSPG-V
20QFB15CP501QP | Pressure Gauge | 20QFB15CP501 | PRODUCTION |  |  | BSPG-V
00QFB18CP501QP | Pressure Gauge | 00QFB18CP501 | PRODUCTION |  |  | BSPG-V
00SCB02CP501QP | Pressure Gauge- Bourdon type | 00SCB02CP501 | PRODUCTION |  |  | BSPG-V
00SCB03CP501QP | Pressure Gauge | 00SCB03CP501 | PRODUCTION |  |  | BSPG-V
10SCB03CP501QP | Pressure Gauge | 10SCB03CP501 | PRODUCTION |  |  | BSPG-V
20SCB03CP501QP | Pressure Gauge | 20SCB03CP501 | PRODUCTION |  |  | BSPG-V
00SCB04CP501QP | Pressure Gauge | 00SCB04CP501 | PRODUCTION |  |  | BSPG-V
10SCB04CP501QP | Pressure Gauge | 10SCB04CP501 | PRODUCTION |  |  | BSPG-V
20SCB04CP501QP | Pressure Gauge | 20SCB04CP501 | PRODUCTION |  |  | BSPG-V
00SCB06CP501QP | Pressure Gauge | 00SCB06CP501 | PRODUCTION |  |  | BSPG-V
10SCB06CP501QP | Pressure Gauge | 10SCB06CP501 | PRODUCTION |  |  | BSPG-V
20SCB06CP501QP | Pressure Gauge | 20SCB06CP501 | PRODUCTION |  |  | BSPG-V
10SCB07CP501QP | Pressure Gauge | 10SCB07CP501 | PRODUCTION |  |  | BSPG-V
20SCB07CP501QP | Pressure Gauge | 20SCB07CP501 | PRODUCTION |  |  | BSPG-V
00SCB09CP501QP | Pressure Gauge | 00SCB09CP501 | PRODUCTION |  |  | BSPG-V
10LAB26CT001QB | RTD with DIN rail type Temp Transmitter | 10LAB26CT001 | PRODUCTION |  |  | 248RANAC4Q4
10LAB26CT001-U01 | RTD with DIN rail type Temp Transmitter | 10LAB26CT001 | PRODUCTION |  |  | 248RANAC4Q4
20LAB26CT001QB | RTD with DIN rail type Temp Transmitter | 20LAB26CT001 | PRODUCTION |  |  | 248RANAC4Q4
20LAB26CT001-U01 | RTD with DIN rail type Temp Transmitter | 20LAB26CT001 | PRODUCTION |  |  | 248RANAC4Q4
10LAB26CT002QB | RTD with DIN rail type Temp Transmitter | 10LAB26CT002 | PRODUCTION |  |  | 248RANAC4Q4
10LAB26CT002-U01 | RTD with DIN rail type Temp Transmitter | 10LAB26CT002 | PRODUCTION |  |  | 248RANAC4Q4
20LAB26CT002QB | RTD with DIN rail type Temp Transmitter | 20LAB26CT002 | PRODUCTION |  |  | 248RANAC4Q4
20LAB26CT002-U01 | RTD with DIN rail type Temp Transmitter | 20LAB26CT002 | PRODUCTION |  |  | 248RANAC4Q4
10LAB26CT003QB | RTD with DIN rail type Temp Transmitter | 10LAB26CT003 | PRODUCTION |  |  | 248RANAC4Q4
00GBN59AA109KA | Ball Valve | 00GBN59AA109 | PRODUCTION |  |  | PN 16 | CPVC
10LAB26CT003-U01 | RTD with DIN rail type Temp Transmitter | 10LAB26CT003 | PRODUCTION |  |  | 248RANAC4Q4
20LAB26CT003QB | RTD with DIN rail type Temp Transmitter | 20LAB26CT003 | PRODUCTION |  |  | 248RANAC4Q4
20LAB26CT003-U01 | RTD with DIN rail type Temp Transmitter | 20LAB26CT003 | PRODUCTION |  |  | 248RANAC4Q4
10LAB26CT004QB | RTD with DIN rail type Temp Transmitter | 10LAB26CT004 | PRODUCTION |  |  | 248RANAC4Q4
10LAB26CT004-U01 | RTD with DIN rail type Temp Transmitter | 10LAB26CT004 | PRODUCTION |  |  | 248RANAC4Q4
20LAB26CT004QB | RTD with DIN rail type Temp Transmitter | 20LAB26CT004 | PRODUCTION |  |  | 248RANAC4Q4
20LAB26CT004-U01 | RTD with DIN rail type Temp Transmitter | 20LAB26CT004 | PRODUCTION |  |  | 248RANAC4Q4
10LAB26CT005QB | RTD with DIN rail type Temp Transmitter | 10LAB26CT005 | PRODUCTION |  |  | 248RANAC4Q4
10LAB26CT005-U01 | RTD with DIN rail type Temp Transmitter | 10LAB26CT005 | PRODUCTION |  |  | 248RANAC4Q4
20LAB26CT005QB | RTD with DIN rail type Temp Transmitter | 20LAB26CT005 | PRODUCTION |  |  | 248RANAC4Q4
20LAB26CT005-U01 | RTD with DIN rail type Temp Transmitter | 20LAB26CT005 | PRODUCTION |  |  | 248RANAC4Q4
10LAB26CT006QB | RTD with DIN rail type Temp Transmitter | 10LAB26CT006 | PRODUCTION |  |  | 248RANAC4Q4
10LAB26CT006-U01 | RTD with DIN rail type Temp Transmitter | 10LAB26CT006 | PRODUCTION |  |  | 248RANAC4Q4
20LAB26CT006QB | RTD with DIN rail type Temp Transmitter | 20LAB26CT006 | PRODUCTION |  |  | 248RANAC4Q4
20LAB26CT006-U01 | RTD with DIN rail type Temp Transmitter | 20LAB26CT006 | PRODUCTION |  |  | 248RANAC4Q4
10LAB26CT007QB | RTD with DIN rail type Temp Transmitter | 10LAB26CT007 | PRODUCTION |  |  | 248RANAC4Q4
10LAB26CT007-U01 | RTD with DIN rail type Temp Transmitter | 10LAB26CT007 | PRODUCTION |  |  | 248RANAC4Q4
20LAB26CT007QB | RTD with DIN rail type Temp Transmitter | 20LAB26CT007 | PRODUCTION |  |  | 248RANAC4Q4
20LAB26CT007-U01 | RTD with DIN rail type Temp Transmitter | 20LAB26CT007 | PRODUCTION |  |  | 248RANAC4Q4
10LAB26CT008QB | RTD with DIN rail type Temp Transmitter | 10LAB26CT008 | PRODUCTION |  |  | 248RANAC4Q4
10LAB26CT008-U01 | RTD with DIN rail type Temp Transmitter | 10LAB26CT008 | PRODUCTION |  |  | 248RANAC4Q4
20LAB26CT008QB | RTD with DIN rail type Temp Transmitter | 20LAB26CT008 | PRODUCTION |  |  | 248RANAC4Q4
20LAB26CT008-U01 | RTD with DIN rail type Temp Transmitter | 20LAB26CT008 | PRODUCTION |  |  | 248RANAC4Q4
10LAB26CT029QB | RTD with DIN rail type Temp Transmitter | 10LAB26CT029 | PRODUCTION |  |  | 248RANAC4Q4
10LAB26CT029-U01 | RTD with DIN rail type Temp Transmitter | 10LAB26CT029 | PRODUCTION |  |  | 248RANAC4Q4
20LAB26CT029QB | RTD with DIN rail type Temp Transmitter | 20LAB26CT029 | PRODUCTION |  |  | 248RANAC4Q4
20LAB26CT029-U01 | RTD with DIN rail type Temp Transmitter | 20LAB26CT029 | PRODUCTION |  |  | 248RANAC4Q4
10LAB26CT030QB | RTD with DIN rail type Temp Transmitter | 10LAB26CT030 | PRODUCTION |  |  | 248RANAC4Q4
10LAB26CT030-U01 | RTD with DIN rail type Temp Transmitter | 10LAB26CT030 | PRODUCTION |  |  | 248RANAC4Q4
20LAB26CT030QB | RTD with DIN rail type Temp Transmitter | 20LAB26CT030 | PRODUCTION |  |  | 248RANAC4Q4
20LAB26CT030-U01 | RTD with DIN rail type Temp Transmitter | 20LAB26CT030 | PRODUCTION |  |  | 248RANAC4Q4
10LAB26CT031QB | RTD with DIN rail type Temp Transmitter | 10LAB26CT031 | PRODUCTION |  |  | 248RANAC4Q4
10LAB26CT031-U01 | RTD with DIN rail type Temp Transmitter | 10LAB26CT031 | PRODUCTION |  |  | 248RANAC4Q4
20LAB26CT031QB | RTD with DIN rail type Temp Transmitter | 20LAB26CT031 | PRODUCTION |  |  | 248RANAC4Q4
20LAB26CT031-U01 | RTD with DIN rail type Temp Transmitter | 20LAB26CT031 | PRODUCTION |  |  | 248RANAC4Q4
10LAB26CT032QB | RTD with DIN rail type Temp Transmitter | 10LAB26CT032 | PRODUCTION |  |  | 248RANAC4Q4
10LAB26CT032-U01 | RTD with DIN rail type Temp Transmitter | 10LAB26CT032 | PRODUCTION |  |  | 248RANAC4Q4
20LAB26CT032QB | RTD with DIN rail type Temp Transmitter | 20LAB26CT032 | PRODUCTION |  |  | 248RANAC4Q4
20LAB26CT032-U01 | RTD with DIN rail type Temp Transmitter | 20LAB26CT032 | PRODUCTION |  |  | 248RANAC4Q4
10LAB27CT001QB | RTD with DIN rail type Temp Transmitter | 10LAB27CT001 | PRODUCTION |  |  | 248RANAC4Q4
10LAB27CT001-U01 | RTD with DIN rail type Temp Transmitter | 10LAB27CT001 | PRODUCTION |  |  | 248RANAC4Q4
20LAB27CT001QB | RTD with DIN rail type Temp Transmitter | 20LAB27CT001 | PRODUCTION |  |  | 248RANAC4Q4
20LAB27CT001-U01 | RTD with DIN rail type Temp Transmitter | 20LAB27CT001 | PRODUCTION |  |  | 248RANAC4Q4
10LAB27CT002QB | RTD with DIN rail type Temp Transmitter | 10LAB27CT002 | PRODUCTION |  |  | 248RANAC4Q4
10LAB27CT002-U01 | RTD with DIN rail type Temp Transmitter | 10LAB27CT002 | PRODUCTION |  |  | 248RANAC4Q4
20LAB27CT002QB | RTD with DIN rail type Temp Transmitter | 20LAB27CT002 | PRODUCTION |  |  | 248RANAC4Q4
20LAB27CT002-U01 | RTD with DIN rail type Temp Transmitter | 20LAB27CT002 | PRODUCTION |  |  | 248RANAC4Q4
10LAB27CT003QB | RTD with DIN rail type Temp Transmitter | 10LAB27CT003 | PRODUCTION |  |  | 248RANAC4Q4
10LAB27CT003-U01 | RTD with DIN rail type Temp Transmitter | 10LAB27CT003 | PRODUCTION |  |  | 248RANAC4Q4
20LAB27CT003QB | RTD with DIN rail type Temp Transmitter | 20LAB27CT003 | PRODUCTION |  |  | 248RANAC4Q4
20LAB27CT003-U01 | RTD with DIN rail type Temp Transmitter | 20LAB27CT003 | PRODUCTION |  |  | 248RANAC4Q4
10LAB27CT004QB | RTD with DIN rail type Temp Transmitter | 10LAB27CT004 | PRODUCTION |  |  | 248RANAC4Q4
10LAB27CT004-U01 | RTD with DIN rail type Temp Transmitter | 10LAB27CT004 | PRODUCTION |  |  | 248RANAC4Q4
20LAB27CT004QB | RTD with DIN rail type Temp Transmitter | 20LAB27CT004 | PRODUCTION |  |  | 248RANAC4Q4
20LAB27CT004-U01 | RTD with DIN rail type Temp Transmitter | 20LAB27CT004 | PRODUCTION |  |  | 248RANAC4Q4
10LAB27CT005QB | RTD with DIN rail type Temp Transmitter | 10LAB27CT005 | PRODUCTION |  |  | 248RANAC4Q4
10LAB27CT005-U01 | RTD with DIN rail type Temp Transmitter | 10LAB27CT005 | PRODUCTION |  |  | 248RANAC4Q4
20LAB27CT005QB | RTD with DIN rail type Temp Transmitter | 20LAB27CT005 | PRODUCTION |  |  | 248RANAC4Q4
20LAB27CT005-U01 | RTD with DIN rail type Temp Transmitter | 20LAB27CT005 | PRODUCTION |  |  | 248RANAC4Q4
10LAB27CT006QB | RTD with DIN rail type Temp Transmitter | 10LAB27CT006 | PRODUCTION |  |  | 248RANAC4Q4
10LAB27CT006-U01 | RTD with DIN rail type Temp Transmitter | 10LAB27CT006 | PRODUCTION |  |  | 248RANAC4Q4
20LAB27CT006QB | RTD with DIN rail type Temp Transmitter | 20LAB27CT006 | PRODUCTION |  |  | 248RANAC4Q4
20LAB27CT006-U01 | RTD with DIN rail type Temp Transmitter | 20LAB27CT006 | PRODUCTION |  |  | 248RANAC4Q4
10LAB27CT007QB | RTD with DIN rail type Temp Transmitter | 10LAB27CT007 | PRODUCTION |  |  | 248RANAC4Q4
10LAB27CT007-U01 | RTD with DIN rail type Temp Transmitter | 10LAB27CT007 | PRODUCTION |  |  | 248RANAC4Q4
20LAB27CT007QB | RTD with DIN rail type Temp Transmitter | 20LAB27CT007 | PRODUCTION |  |  | 248RANAC4Q4
20LAB27CT007-U01 | RTD with DIN rail type Temp Transmitter | 20LAB27CT007 | PRODUCTION |  |  | 248RANAC4Q4
10LAB27CT008QB | RTD with DIN rail type Temp Transmitter | 10LAB27CT008 | PRODUCTION |  |  | 248RANAC4Q4
10LAB27CT008-U01 | RTD with DIN rail type Temp Transmitter | 10LAB27CT008 | PRODUCTION |  |  | 248RANAC4Q4
20LAB27CT008QB | RTD with DIN rail type Temp Transmitter | 20LAB27CT008 | PRODUCTION |  |  | 248RANAC4Q4
20LAB27CT008-U01 | RTD with DIN rail type Temp Transmitter | 20LAB27CT008 | PRODUCTION |  |  | 248RANAC4Q4
00GCF59AA211QN | Actuator, Diaphgram Valve | 00GCF59AA211 | PRODUCTION
00GCF59AA212QN | Actuator, Diaphgram Valve | 00GCF59AA212 | PRODUCTION |  |  | CPVC SW, Solvent Cement Joint PN 10
00GCF59AA213QN | Actuator, Diaphgram Valve | 00GCF59AA213 | PRODUCTION |  |  | CPVC SW, Solvent Cement Joint PN 10
00GCF59AA214QN | Actuator, Diaphgram Valve | 00GCF59AA214 | PRODUCTION |  |  | CPVC SW, Solvent Cement Joint PN 10
00GCF59AA215QN | Actuator, Diaphgram Valve | 00GCF59AA215 | PRODUCTION
00GCF59AA216QN | Actuator, Diaphgram Valve | 00GCF59AA216 | PRODUCTION |  |  | CPVC SW, Solvent Cement Joint PN 10
00GCF59AA217QN | Actuator, Diaphgram Valve | 00GCF59AA217 | PRODUCTION |  |  | CPVC SW, Solvent Cement Joint PN 10
00GCF59AA218QN | Actuator, Diaphgram Valve | 00GCF59AA218 | PRODUCTION |  |  | CPVC SW, Solvent Cement Joint PN 10
00GCF59AA219QN | Actuator, Diaphgram Valve | 00GCF59AA219 | PRODUCTION
00GCF59AA220QN | Actuator, Diaphgram Valve | 00GCF59AA220 | PRODUCTION |  |  | CPVC SW, Solvent Cement Joint PN 10
00GCF59AA221QN | Actuator, Diaphgram Valve | 00GCF59AA221 | PRODUCTION
00GCF59AA222QN | Actuator, Diaphgram Valve | 00GCF59AA222 | PRODUCTION |  |  | CPVC SW, Solvent Cement Joint PN 10 | CPVC
00GCF59AA223QN | Actuator, Diaphgram Valve | 00GCF59AA223 | PRODUCTION |  |  | CPVC SW, Solvent Cement Joint PN 10 | CPVC
00GCF59AA224QN | Actuator, Diaphgram Valve | 00GCF59AA224 | PRODUCTION |  |  | CPVC SW, Solvent Cement Joint PN 10 | CPVC
00GCF59AA225QN | Actuator, Diaphgram Valve | 00GCF59AA225 | PRODUCTION |  |  |  | CPVC
00GCF59AA226QN | Actuator, Diaphgram Valve | 00GCF59AA226 | PRODUCTION |  |  | CPVC SW, Solvent Cement Joint PN 10
00GCF59AA227QN | Actuator, Diaphgram Valve | 00GCF59AA227 | PRODUCTION |  |  | CPVC SW, Solvent Cement Joint PN 10 | CPVC
00GCF59AA228QN | Actuator, Diaphgram Valve | 00GCF59AA228 | PRODUCTION |  |  | CPVC SW, Solvent Cement Joint PN 10 | CPVC
00GCF59AA229QN | Actuator, Diaphgram Valve | 00GCF59AA229 | PRODUCTION |  |  |  | CPVC
00GCF59AA230QN | Actuator, Diaphgram Valve | 00GCF59AA230 | PRODUCTION |  |  | CPVC SW, Solvent Cement Joint PN 10 | CPVC
00GCF59AA291QN | Actuator, Diaphgram Valve | 00GCF59AA291 | PRODUCTION
00GCF59AA292QN | Actuator, Diaphgram Valve | 00GCF59AA292 | PRODUCTION
00GCF59AA293QN | Actuator, Diaphgram Valve | 00GCF59AA293 | PRODUCTION
00GCF59AA294QN | Actuator, Diaphgram Valve | 00GCF59AA294 | PRODUCTION
00GBN01AA001KA | Ball Valve | 00GBN01AA001 | PRODUCTION |  |  | CPVC Flanged, ANSI B 16.5,150# PN 10 | CPVC
00GBN01AA301KA | Ball Valve | 00GBN01AA301 | PRODUCTION |  |  | CPVC Flanged, ANSI B 16.5,150# PN 10 | CPVC
00GBN01AA302KA | Ball Valve | 00GBN01AA302 | PRODUCTION |  |  | CPVC Flanged, ANSI B 16.5,150# PN 10 | CPVC
00GBN01AA401KA | Ball Valve | 00GBN01AA401 | PRODUCTION |  |  | CPVC Socket weldFlanged, ANSI B 16.5,150# PN 10 | CPVC
00GBN02AA001KA | Ball Valve | 00GBN02AA001 | PRODUCTION |  |  | CPVC Flanged, ANSI B 16.5,150# PN 10 | CPVC
00GBN02AA301KA | Ball Valve | 00GBN02AA301 | PRODUCTION |  |  | CPVC Flanged, ANSI B 16.5,150# PN 10 | CPVC
00GBN02AA302KA | Ball Valve | 00GBN02AA302 | PRODUCTION |  |  | CPVC Flanged, ANSI B 16.5,150# PN 10 | CPVC
00GBN02AA401KA | Ball Valve | 00GBN02AA401 | PRODUCTION |  |  | CPVC Socket weldFlanged, ANSI B 16.5,150# PN 10 | CPVC
00GBN04AA001KA | Ball Valve | 00GBN04AA001 | PRODUCTION |  |  | CPVC SW, Solvent Cement Joint PN 16 | CPVC
00GBN05AA001KA | Ball Valve | 00GBN05AA001 | PRODUCTION |  |  | CPVC SW, Solvent Cement Joint PN 16 | CPVC
00GBN06AA001KA | Ball Valve | 00GBN06AA001 | PRODUCTION |  |  | CPVC SW, Solvent Cement Joint PN 16 | CPVC
00GBN06AA301KA | Ball Valve | 00GBN06AA301 | PRODUCTION |  |  | CPVC SW, Solvent Cement Joint PN 16 | CPVC
00GBN06AA401KA | Ball Valve | 00GBN06AA401 | PRODUCTION |  |  | CPVC SW, Solvent Cement Joint PN 16 | CPVC
00GBN06AA701KA | Non Return Valve (Ball Check Valve) | 00GBN06AA701 | PRODUCTION |  |  | CPVC SW, Solvent Cement Joint PN 16 | CPVC
00GBN07AA001KA | Ball Valve | 00GBN07AA001 | PRODUCTION |  |  | CPVC SW, Solvent Cement Joint PN 16 | CPVC
00GBN07AA301KA | Ball Valve | 00GBN07AA301 | PRODUCTION |  |  | CPVC SW, Solvent Cement Joint PN 16 | CPVC
00GBN07AA401KA | Ball Valve | 00GBN07AA401 | PRODUCTION |  |  | CPVC SW, Solvent Cement Joint PN 16 | CPVC
00GBN07AA701KA | Non Return Valve (Ball Check Valve) | 00GBN07AA701 | PRODUCTION |  |  | CPVC SW, Solvent Cement Joint PN 16 | CPVC
00GBN59AA101KA | Ball Valve | 00GBN59AA101 | PRODUCTION |  |  | CPVC SW, Solvent Cement Joint PN 16 | CPVC
00GBN59AA102KA | Ball Valve | 00GBN59AA102 | PRODUCTION |  |  | CPVC SW, Solvent Cement Joint PN 16 | CPVC
00GBN59AA103KA | Ball Valve | 00GBN59AA103 | PRODUCTION |  |  | CPVC SW, Solvent Cement Joint PN 16 | CPVC
00GBN59AA104KA | Ball Valve | 00GBN59AA104 | PRODUCTION |  |  | CPVC SW, Solvent Cement Joint PN 16 | CPVC
00GBN59AA105KA | Ball Valve | 00GBN59AA105 | PRODUCTION |  |  | CPVC SW, Solvent Cement Joint PN 16 | CPVC
00GBN59AA106KA | Ball Valve | 00GBN59AA106 | PRODUCTION |  |  | CPVC SW, Solvent Cement Joint PN 16 | CPVC
00GBN59AA107KA | Ball Valve | 00GBN59AA107 | PRODUCTION |  |  | CPVC Flanged, ANSI B 16.5,150# PN 10 | CPVC
00GBN59AA108KA | Ball Valve | 00GBN59AA108 | PRODUCTION |  |  | CPVC Flanged, ANSI B 16.5,150# PN 10 | CPVC
00GBN59AA110KA | Ball Valve | 00GBN59AA110 | PRODUCTION |  |  | PN 16 | CPVC
00GBN59AA111KA | Ball Valve | 00GBN59AA111 | PRODUCTION |  |  | CPVC SW, Solvent Cement Joint PN 16 | CPVC
00GBN59AA112KA | Ball Valve | 00GBN59AA112 | PRODUCTION |  |  | CPVC SW, Solvent Cement Joint PN 16 | CPVC
00GBN59AA113KA | Ball Valve | 00GBN59AA113 | PRODUCTION |  |  | CPVC SW, Solvent Cement Joint PN 16 | CPVC
00GBN59AA114KA | Ball Valve | 00GBN59AA114 | PRODUCTION |  |  | CPVC SW, Solvent Cement Joint PN 16 | CPVC
00GBN59AA115KA | Ball Valve | 00GBN59AA115 | PRODUCTION |  |  | CPVC SW, Solvent Cement Joint PN 16 | CPVC
00GBN59AA116KA | Ball Valve | 00GBN59AA116 | PRODUCTION |  |  | CPVC SW, Solvent Cement Joint PN 16 | CPVC
00GBN59AA117KA | Ball Valve | 00GBN59AA117 | PRODUCTION |  |  |  | CPVC
00GBN59AA118KA | Ball Valve | 00GBN59AA118 | PRODUCTION |  |  |  | CPVC
00GBN59AA119KA | Ball Valve | 00GBN59AA119 | PRODUCTION |  |  | PN 16 | CPVC
00GBN59AA120KA | Ball Valve | 00GBN59AA120 | PRODUCTION |  |  | PN 16 | CPVC
00GBN59AA131KA | Ball Valve | 00GBN59AA131 | PRODUCTION |  |  | CPVC SW, Solvent Cement Joint PN 16 | CPVC
00GBN59AA132KA | Ball Valve | 00GBN59AA132 | PRODUCTION |  |  | CPVC SW, Solvent Cement Joint PN 16 | CPVC
00GBN59AA133KA | Ball Valve | 00GBN59AA133 | PRODUCTION |  |  | CPVC SW, Solvent Cement Joint PN 16 | CPVC
00GBN59AA134KA | Ball Valve | 00GBN59AA134 | PRODUCTION |  |  | CPVC SW, Solvent Cement Joint PN 16 | CPVC
00GBN59AA135KA | Ball Valve | 00GBN59AA135 | PRODUCTION |  |  | CPVC SW, Solvent Cement Joint PN 16 | CPVC
00GBN59AA136KA | Ball Valve | 00GBN59AA136 | PRODUCTION |  |  | CPVC SW, Solvent Cement Joint PN 16 | CPVC
00GBN59AA137KA | Ball Valve | 00GBN59AA137 | PRODUCTION |  |  | CPVC Flanged, ANSI B 16.5,150# PN 10 | CPVC
00GBN59AA138KA | Ball Valve | 00GBN59AA138 | PRODUCTION |  |  | CPVC Flanged, ANSI B 16.5,150# PN 10 | CPVC
00GBN59AA301KA | Ball Valve | 00GBN59AA301 | PRODUCTION |  |  | CPVC SW, Solvent Cement Joint PN 16 | CPVC
00GBN59AA302KA | Ball Valve | 00GBN59AA302 | PRODUCTION |  |  | CPVC SW, Solvent Cement Joint PN 16 | CPVC
00GBN59AA304KA | Ball Valve | 00GBN59AA304 | PRODUCTION |  |  | CPVC Flanged, ANSI B 16.5,150# PN 10 | CPVC
00GBN59AA305KA | Ball Valve | 00GBN59AA305 | PRODUCTION |  |  | CPVC Flanged, ANSI B 16.5,150# PN 10 | CPVC
00GBN59AA306KA | Ball Valve | 00GBN59AA306 | PRODUCTION |  |  | CPVC Flanged, ANSI B 16.5,150# PN 10 | CPVC
00GBN59AA307KA | Ball Valve | 00GBN59AA307 | PRODUCTION |  |  | CPVC Flanged, ANSI B 16.5,150# PN 10 | CPVC
00GBN59AA308KA | Ball Valve | 00GBN59AA308 | PRODUCTION |  |  | CPVC SW, Solvent Cement Joint PN 16 | CPVC
00GBN59AA309KA | Ball Valve | 00GBN59AA309 | PRODUCTION |  |  | CPVC SW, Solvent Cement Joint PN 16 | CPVC
00GBN59AA311KA | Ball Valve | 00GBN59AA311 | PRODUCTION |  |  | PN 10 | CPVC
00GBN59AA312KA | Ball Valve | 00GBN59AA312 | PRODUCTION |  |  | PN 10 | CPVC
00GBN59AA313KA | Ball Valve | 00GBN59AA313 | PRODUCTION |  |  | PN 10 | CPVC
00GBN59AA314KA | Ball Valve | 00GBN59AA314 | PRODUCTION |  |  | PN 10 | CPVC
00GBN59AA322KA | Ball Valve | 00GBN59AA322 | PRODUCTION |  |  | CPVC SW, Solvent Cement Joint PN 16 | CPVC
00GBN59AA323KA | Ball Valve | 00GBN59AA323 | PRODUCTION |  |  | CPVC SW, Solvent Cement Joint PN 16 | CPVC
00GBN59AA325KA | Ball Valve | 00GBN59AA325 | PRODUCTION |  |  | CPVC Flanged, ANSI B 16.5,150# PN 10 | CPVC
00GBN59AA326KA | Ball Valve | 00GBN59AA326 | PRODUCTION |  |  | CPVC Flanged, ANSI B 16.5,150# PN 10 | CPVC
00GBN59AA327KA | Ball Valve | 00GBN59AA327 | PRODUCTION |  |  | CPVC Flanged, ANSI B 16.5,150# PN 10 | CPVC
00GBN59AA328KA | Ball Valve | 00GBN59AA328 | PRODUCTION |  |  | CPVC Flanged, ANSI B 16.5,150# PN 10 | CPVC
00GBN59AA331KA | Ball Valve | 00GBN59AA331 | PRODUCTION |  |  |  | CPVC
00GBN59AA332KA | Ball Valve | 00GBN59AA332 | PRODUCTION |  |  |  | CPVC
00GBN59AA401KA | Ball Valve | 00GBN59AA401 | PRODUCTION |  |  | CPVC Flanged, ANSI B 16.5,150# PN 10 | CPVC
00GBN59AA402KA | Ball Valve | 00GBN59AA402 | PRODUCTION |  |  | CPVC Flanged, ANSI B 16.5,150# PN 10 | CPVC
00GBN59AA403KA | Ball Valve | 00GBN59AA403 | PRODUCTION |  |  | CPVC Flanged, ANSI B 16.5,150# PN 10 | CPVC
00GBN59AA404KA | Ball Valve | 00GBN59AA404 | PRODUCTION |  |  | CPVC Flanged, ANSI B 16.5,150# PN 10 | CPVC
00GBN59AA405KA | Ball Valve | 00GBN59AA405 | PRODUCTION |  |  | PN 10 | CPVC
00GBN59AA406KA | Ball Valve | 00GBN59AA406 | PRODUCTION |  |  | PN 10 | CPVC
00GBN59AA407KA | Ball Valve | 00GBN59AA407 | PRODUCTION |  |  | PN 10 | CPVC
00GBN59AA408KA | Ball Valve | 00GBN59AA408 | PRODUCTION |  |  | PN 10 | CPVC
00GBN59AA413KA | Ball Valve | 00GBN59AA413 | PRODUCTION |  |  | CPVC Flanged, ANSI B 16.5,150# PN 10 | CPVC
00GBN59AA414KA | Ball Valve | 00GBN59AA414 | PRODUCTION |  |  | CPVC Flanged, ANSI B 16.5,150# PN 10 | CPVC
00GBN59AA415KA | Ball Valve | 00GBN59AA415 | PRODUCTION |  |  | CPVC Flanged, ANSI B 16.5,150# PN 10 | CPVC
00GBN59AA416KA | Ball Valve | 00GBN59AA416 | PRODUCTION |  |  | CPVC Flanged, ANSI B 16.5,150# PN 10 | CPVC
00GBN59AA601KA | Ball Valve | 00GBN59AA601 | PRODUCTION |  |  | CPVC SW, Solvent Cement Joint PN 16 | CPVC
00GBN59AA602KA | Ball Valve | 00GBN59AA602 | PRODUCTION |  |  | CPVC SW, Solvent Cement Joint PN 16 | CPVC
00GBN59AA603KA | Ball Valve | 00GBN59AA603 | PRODUCTION |  |  | CPVC SW, Solvent Cement Joint PN 16 | CPVC
00GBN59AA604KA | Ball Valve | 00GBN59AA604 | PRODUCTION |  |  | CPVC SW, Solvent Cement Joint PN 16 | CPVC
00GBN59AA607KA | Ball Valve | 00GBN59AA607 | PRODUCTION |  |  | CPVC SW, Solvent Cement Joint PN 16 | CPVC
00GBN59AA608KA | Ball Valve | 00GBN59AA608 | PRODUCTION |  |  | CPVC SW, Solvent Cement Joint PN 16 | CPVC
00GBN59AA631KA | Ball Valve | 00GBN59AA631 | PRODUCTION |  |  |  | CPVC
00GBN59AA632KA | Ball Valve | 00GBN59AA632 | PRODUCTION |  |  |  | CPVC
00GBS59AA701KA | Non Return Valve (Ball Check Valve) | 00GBS59AA701 | PRODUCTION |  |  | CPVC SW, Solvent Cement Joint PN 16 | CPVC
00GBS59AA702KA | Non Return Valve (Ball Check Valve) | 00GBS59AA702 | PRODUCTION |  |  |  | CPVC
00GBS59AA703KA | Non Return Valve (Ball Check Valve) | 00GBS59AA703 | PRODUCTION |  |  | CPVC SW, Solvent Cement Joint PN 16 | CPVC
00GBS59AA704KA | Non Return Valve (Ball Check Valve) | 00GBS59AA704 | PRODUCTION |  |  | CPVC SW, Solvent Cement Joint PN 16 | CPVC
00GBS59AA706KA | Non Return Valve (Swing Check valve) | 00GBS59AA706 | PRODUCTION |  |  | CS Flanged, ANSI B 16.5,150# 150# | CPVC
00GBS59AA707KA | Non Return Valve (Ball Check Valve) | 00GBS59AA707 | PRODUCTION |  |  | CPVC SW, Solvent Cement Joint PN 16 | CPVC
00GBS59AA741KA | Non Return Valve (Ball Check Valve) | 00GBS59AA741 | PRODUCTION |  |  |  | CPVC
00GBS59AA742KA | Non Return Valve (Ball Check Valve) | 00GBS59AA742 | PRODUCTION |  |  |  | CPVC
00GCF59AA101KA | Diaphragm Valve | 00GCF59AA101 | PRODUCTION |  |  | CPVC Flanged, ANSI B 16.5,150# PN 10 | CPVC
00GCF59AA102KA | Diaphragm Valve | 00GCF59AA102 | PRODUCTION |  |  | CPVC Flanged, ANSI B 16.5,150# PN 10 | CPVC
00GCF59AA103KA | Butterfly Valve | 00GCF59AA103 | PRODUCTION |  |  |  | CPVC
00GCF59AA104KA | Butterfly Valve | 00GCF59AA104 | PRODUCTION |  |  |  | CPVC
00GCF59AA105KA | Butterfly Valve | 00GCF59AA105 | PRODUCTION |  |  |  | CPVC
00GCF59AA106KA | Butterfly Valve | 00GCF59AA106 | PRODUCTION |  |  |  | CPVC
00GCF59AA107KA | Diaphragm Valve | 00GCF59AA107 | PRODUCTION |  |  | CPVC SW, Solvent Cement Joint PN 10 | CPVC
00GCF59AA108KA | Diaphragm Valve | 00GCF59AA108 | PRODUCTION |  |  | CPVC SW, Solvent Cement Joint PN 10 | CPVC
00GCF59AA109KA | Diaphragm Valve | 00GCF59AA109 | PRODUCTION |  |  | CPVC SW, Solvent Cement Joint PN 10 | CPVC
00GCF59AA110KA | Diaphragm Valve | 00GCF59AA110 | PRODUCTION |  |  | CPVC SW, Solvent Cement Joint PN 10 | CPVC
00GCF59AA111KA | Diaphragm Valve | 00GCF59AA111 | PRODUCTION |  |  | CPVC SW, Solvent Cement Joint PN 10 | CPVC
00GCF59AA112KA | Diaphragm Valve | 00GCF59AA112 | PRODUCTION |  |  | CPVC SW, Solvent Cement Joint PN 10 | CPVC
00GCF59AA113KA | Diaphragm Valve | 00GCF59AA113 | PRODUCTION |  |  | CPVC SW, Solvent Cement Joint PN 10 | CPVC
00GCF59AA114KA | Diaphragm Valve | 00GCF59AA114 | PRODUCTION |  |  | CPVC SW, Solvent Cement Joint PN 10 | CPVC
00GCF59AA115KA | Diaphragm Valve | 00GCF59AA115 | PRODUCTION |  |  | CPVC SW, Solvent Cement Joint PN 10 | CPVC
00GCF59AA116KA | Diaphragm Valve | 00GCF59AA116 | PRODUCTION |  |  | CPVC SW, Solvent Cement Joint PN 10 | CPVC
00GCF59AA117KA | Diaphragm Valve | 00GCF59AA117 | PRODUCTION |  |  | CPVC SW, Solvent Cement Joint PN 10 | CPVC
00GCF59AA118KA | Diaphragm Valve | 00GCF59AA118 | PRODUCTION |  |  | CPVC SW, Solvent Cement Joint PN 10 | CPVC
00GCF59AA119KA | Diaphragm Valve | 00GCF59AA119 | PRODUCTION |  |  | CPVC SW, Solvent Cement Joint PN 10 | CPVC
00GCF59AA120KA | Diaphragm Valve | 00GCF59AA120 | PRODUCTION |  |  | CPVC SW, Solvent Cement Joint PN 10 | CPVC
00GCF59AA121KA | Diaphragm Valve | 00GCF59AA121 | PRODUCTION |  |  | CPVC SW, Solvent Cement Joint PN 10 | CPVC
00GCF59AA122KA | Diaphragm Valve | 00GCF59AA122 | PRODUCTION |  |  | CPVC SW, Solvent Cement Joint PN 10 | CPVC
00GCF59AA123KA | Diaphragm Valve | 00GCF59AA123 | PRODUCTION |  |  | CPVC SW, Solvent Cement Joint PN 10 | CPVC
00GCF59AA124KA | Diaphragm Valve | 00GCF59AA124 | PRODUCTION |  |  | CPVC SW, Solvent Cement Joint PN 10 | CPVC
00GCF59AA125KA | Ball Valve | 00GCF59AA125 | PRODUCTION |  |  | CPVC SW, Solvent Cement Joint PN 16 | CPVC
00GCF59AA126KA | Ball Valve | 00GCF59AA126 | PRODUCTION |  |  | CPVC SW, Solvent Cement Joint PN 16 | CPVC
00GCF59AA127KA | Ball Valve | 00GCF59AA127 | PRODUCTION |  |  | CPVC SW, Solvent Cement Joint PN 16 | CPVC
00GCF59AA128KA | Ball Valve | 00GCF59AA128 | PRODUCTION |  |  | CPVC SW, Solvent Cement Joint PN 16 | CPVC
00GCF59AA129KA | Diaphragm Valve | 00GCF59AA129 | PRODUCTION |  |  | PN 10 | CPVC
00GCF59AA130KA | Diaphragm Valve | 00GCF59AA130 | PRODUCTION |  |  | PN 10 | CPVC
00GCF59AA131KA | Diaphragm Valve | 00GCF59AA131 | PRODUCTION |  |  | PN 10 | CPVC
00GCF59AA132KA | Diaphragm Valve | 00GCF59AA132 | PRODUCTION |  |  | PN 10 | CPVC
00GCF59AA135KA | Ball Valve | 00GCF59AA135 | PRODUCTION |  |  | CPVC Flanged, ANSI B 16.5,150# PN 10 | CPVC
00GCF59AA136KA | Ball Valve | 00GCF59AA136 | PRODUCTION |  |  | CPVC Flanged, ANSI B 16.5,150# PN 10 | CPVC
00GCF59AA137KA | Ball Valve | 00GCF59AA137 | PRODUCTION |  |  | CPVC Flanged, ANSI B 16.5,150# PN 10 | CPVC
00GCF59AA138KA | Diaphragm Valve | 00GCF59AA138 | PRODUCTION |  |  | PN 10 | CPVC
00GCF59AA139KA | Diaphragm Valve | 00GCF59AA139 | PRODUCTION |  |  | PN 10 | CPVC
00GCF59AA198KA | Diaphragm Valve | 00GCF59AA198 | PRODUCTION |  |  | CPVC SW, Solvent Cement Joint PN 10 | CPVC
00GCF59AA199KA | Diaphragm Valve | 00GCF59AA199 | PRODUCTION |  |  | CPVC SW, Solvent Cement Joint PN 10 | CPVC
00GCF59AA211KA | Diaphragm Valve | 00GCF59AA211 | PRODUCTION |  |  | CPVC Flanged, ANSI B 16.5,150# PN 10 | CPVC
00GCF59AA212KA | Diaphragm Valve | 00GCF59AA212 | PRODUCTION |  |  | CPVC SW, Solvent Cement Joint PN 10 | CPVC
00GCF59AA213KA | Diaphragm Valve | 00GCF59AA213 | PRODUCTION |  |  | CPVC SW, Solvent Cement Joint PN 10 | CPVC
00GCF59AA214KA | Diaphragm Valve | 00GCF59AA214 | PRODUCTION |  |  | CPVC SW, Solvent Cement Joint PN 10 | CPVC
00GCF59AA215KA | Diaphragm Valve | 00GCF59AA215 | PRODUCTION |  |  | CPVC Flanged, ANSI B 16.5,150# PN 10 | CPVC
00GCF59AA216KA | Diaphragm Valve | 00GCF59AA216 | PRODUCTION |  |  | CPVC SW, Solvent Cement Joint PN 10 | CPVC
00GCF59AA217KA | Diaphragm Valve | 00GCF59AA217 | PRODUCTION |  |  | CPVC SW, Solvent Cement Joint PN 10 | CPVC
00GCF59AA218KA | Diaphragm Valve | 00GCF59AA218 | PRODUCTION |  |  | CPVC SW, Solvent Cement Joint PN 10 | CPVC
00GCF59AA219KA | Diaphragm Valve | 00GCF59AA219 | PRODUCTION |  |  | CPVC Flanged, ANSI B 16.5,150# PN 10 | CPVC
00GCF59AA220KA | Diaphragm Valve | 00GCF59AA220 | PRODUCTION |  |  | CPVC SW, Solvent Cement Joint PN 10 | CPVC
00GCF59AA221KA | Diaphragm Valve | 00GCF59AA221 | PRODUCTION |  |  | CPVC Flanged, ANSI B 16.5,150# PN 10 | CPVC
00GCF59AA222KA | Diaphragm Valve | 00GCF59AA222 | PRODUCTION |  |  | CPVC SW, Solvent Cement Joint PN 10 | CPVC
00GCF59AA223KA | Diaphragm Valve | 00GCF59AA223 | PRODUCTION |  |  | CPVC SW, Solvent Cement Joint PN 10 | CPVC
00GCF59AA224KA | Diaphragm Valve | 00GCF59AA224 | PRODUCTION |  |  | CPVC SW, Solvent Cement Joint PN 10 | CPVC
00GCF59AA225KA | Diaphragm Valve | 00GCF59AA225 | PRODUCTION |  |  | CPVC Flanged, ANSI B 16.5,150# PN 10 | CPVC
00GCF59AA226KA | Diaphragm Valve | 00GCF59AA226 | PRODUCTION |  |  | CPVC SW, Solvent Cement Joint PN 10 | CPVC
00GCF59AA227KA | Diaphragm Valve | 00GCF59AA227 | PRODUCTION |  |  | CPVC SW, Solvent Cement Joint PN 10 | CPVC
00GCF59AA228KA | Diaphragm Valve | 00GCF59AA228 | PRODUCTION |  |  | CPVC SW, Solvent Cement Joint PN 10 | CPVC
00GCF59AA229KA | Diaphragm Valve | 00GCF59AA229 | PRODUCTION |  |  | CPVC Flanged, ANSI B 16.5,150# PN 10 | CPVC
00GCF59AA230KA | Diaphragm Valve | 00GCF59AA230 | PRODUCTION |  |  | CPVC SW, Solvent Cement Joint PN 10 | CPVC
00GCF59AA231KA | Diaphragm Valve | 00GCF59AA231 | PRODUCTION |  |  | CPVC SW, Solvent Cement Joint PN 10 | CPVC
00GCF59AA231QN | Actuator, Diaphgram Valve | 00GCF59AA231 | PRODUCTION |  |  | CPVC SW, Solvent Cement Joint PN 10
00GCF59AA232KA | Diaphragm Valve | 00GCF59AA232 | PRODUCTION |  |  | CPVC SW, Solvent Cement Joint PN 10 | CPVC
00GCF59AA232QN | Actuator, Diaphgram Valve | 00GCF59AA232 | PRODUCTION |  |  | CPVC SW, Solvent Cement Joint PN 10
00GCF59AA233KA | Diaphragm Valve | 00GCF59AA233 | PRODUCTION |  |  | CPVC SW, Solvent Cement Joint PN 10 | CPVC
00GCF59AA233QN | Actuator, Diaphgram Valve | 00GCF59AA233 | PRODUCTION |  |  | CPVC SW, Solvent Cement Joint PN 10
00GCF59AA234KA | Diaphragm Valve | 00GCF59AA234 | PRODUCTION |  |  | CPVC SW, Solvent Cement Joint PN 10 | CPVC
00GCF59AA234QN | Actuator, Diaphgram Valve | 00GCF59AA234 | PRODUCTION |  |  | CPVC SW, Solvent Cement Joint PN 10
00GCF59AA235KA | Diaphragm Valve | 00GCF59AA235 | PRODUCTION |  |  | CPVC SW, Solvent Cement Joint PN 10 | CPVC
00GCF59AA235QN | Actuator, Diaphgram Valve | 00GCF59AA235 | PRODUCTION |  |  | CPVC SW, Solvent Cement Joint PN 10
00GCF59AA236KA | Diaphragm Valve | 00GCF59AA236 | PRODUCTION |  |  | CPVC SW, Solvent Cement Joint PN 10 | CPVC
00GCF59AA236QN | Actuator, Diaphgram Valve | 00GCF59AA236 | PRODUCTION |  |  | CPVC SW, Solvent Cement Joint PN 10
00GCF59AA237KA | Diaphragm Valve | 00GCF59AA237 | PRODUCTION |  |  | CPVC SW, Solvent Cement Joint PN 10 | CPVC
00GCF59AA237QN | Actuator, Diaphgram Valve | 00GCF59AA237 | PRODUCTION |  |  | CPVC SW, Solvent Cement Joint PN 10
00GCF59AA238KA | Diaphragm Valve | 00GCF59AA238 | PRODUCTION |  |  | CPVC SW, Solvent Cement Joint PN 10 | CPVC
00GCF59AA238QN | Actuator, Diaphgram Valve | 00GCF59AA238 | PRODUCTION |  |  | CPVC SW, Solvent Cement Joint PN 10
00GCF59AA239KA | Diaphragm Valve | 00GCF59AA239 | PRODUCTION |  |  | CPVC SW, Solvent Cement Joint PN 10 | CPVC
00GCF59AA239QN | Actuator, Diaphgram Valve | 00GCF59AA239 | PRODUCTION |  |  | CPVC SW, Solvent Cement Joint PN 10
00GCF59AA240KA | Diaphragm Valve | 00GCF59AA240 | PRODUCTION |  |  | CPVC SW, Solvent Cement Joint PN 10 | CPVC
00GCF59AA240QN | Actuator, Diaphgram Valve | 00GCF59AA240 | PRODUCTION |  |  | CPVC SW, Solvent Cement Joint PN 10
00GCF59AA241KA | Diaphragm Valve | 00GCF59AA241 | PRODUCTION |  |  | CPVC SW, Solvent Cement Joint PN 10 | CPVC
00GCF59AA241QN | Actuator, Diaphgram Valve | 00GCF59AA241 | PRODUCTION |  |  | CPVC SW, Solvent Cement Joint PN 10
00GCF59AA242KA | Diaphragm Valve | 00GCF59AA242 | PRODUCTION |  |  | CPVC SW, Solvent Cement Joint PN 10 | CPVC
00GCF59AA242QN | Actuator, Diaphgram Valve | 00GCF59AA242 | PRODUCTION |  |  | CPVC SW, Solvent Cement Joint PN 10
00GCF59AA243KA | Diaphragm Valve | 00GCF59AA243 | PRODUCTION |  |  | CPVC SW, Solvent Cement Joint PN 10 | CPVC
00GCF59AA243QN | Actuator, Diaphgram Valve | 00GCF59AA243 | PRODUCTION |  |  | CPVC SW, Solvent Cement Joint PN 10
00GCF59AA244KA | Diaphragm Valve | 00GCF59AA244 | PRODUCTION |  |  | CPVC SW, Solvent Cement Joint PN 10 | CPVC
00GCF59AA244QN | Actuator, Diaphgram Valve | 00GCF59AA244 | PRODUCTION |  |  | CPVC SW, Solvent Cement Joint PN 10
00GCF59AA245KA | Diaphragm Valve | 00GCF59AA245 | PRODUCTION |  |  | CPVC SW, Solvent Cement Joint PN 10 | CPVC
00GCF59AA245QN | Actuator, Diaphgram Valve | 00GCF59AA245 | PRODUCTION |  |  | CPVC SW, Solvent Cement Joint PN 10
00GCF59AA246KA | Diaphragm Valve | 00GCF59AA246 | PRODUCTION |  |  | CPVC SW, Solvent Cement Joint PN 10 | CPVC
00GCF59AA246QN | Actuator, Diaphgram Valve | 00GCF59AA246 | PRODUCTION |  |  | CPVC SW, Solvent Cement Joint PN 10
00GCF59AA247KA | Diaphragm Valve | 00GCF59AA247 | PRODUCTION |  |  | CPVC SW, Solvent Cement Joint PN 10 | CPVC
00GCF59AA247QN | Actuator, Diaphgram Valve | 00GCF59AA247 | PRODUCTION |  |  | CPVC SW, Solvent Cement Joint PN 10
00GCF59AA248KA | Diaphragm Valve | 00GCF59AA248 | PRODUCTION |  |  | CPVC SW, Solvent Cement Joint PN 10 | CPVC
00GCF59AA248QN | Actuator, Diaphgram Valve | 00GCF59AA248 | PRODUCTION |  |  | CPVC SW, Solvent Cement Joint PN 10
00GCF59AA249KA | Diaphragm Valve | 00GCF59AA249 | PRODUCTION |  |  | CPVC SW, Solvent Cement Joint PN 10 | CPVC
00GCF59AA249QN | Actuator, Diaphgram Valve | 00GCF59AA249 | PRODUCTION |  |  | CPVC SW, Solvent Cement Joint PN 10
00GCF59AA250KA | Diaphragm Valve | 00GCF59AA250 | PRODUCTION |  |  | CPVC SW, Solvent Cement Joint PN 10 | CPVC
00GCF59AA250QN | Actuator, Diaphgram Valve | 00GCF59AA250 | PRODUCTION |  |  | CPVC SW, Solvent Cement Joint PN 10
00GCF59AA251KA | Diaphragm Valve | 00GCF59AA251 | PRODUCTION |  |  | CPVC SW, Solvent Cement Joint PN 10 | CPVC
00GCF59AA251QN | Actuator, Diaphgram Valve | 00GCF59AA251 | PRODUCTION |  |  | CPVC SW, Solvent Cement Joint PN 10
00GCF59AA252KA | Diaphragm Valve | 00GCF59AA252 | PRODUCTION |  |  | CPVC SW, Solvent Cement Joint PN 10 | CPVC
00GCF59AA252QN | Actuator, Diaphgram Valve | 00GCF59AA252 | PRODUCTION |  |  | CPVC SW, Solvent Cement Joint PN 10
00GCF59AA253KA | Diaphragm Valve | 00GCF59AA253 | PRODUCTION |  |  | CPVC SW, Solvent Cement Joint PN 10 | CPVC
00GCF59AA253QN | Actuator, Diaphgram Valve | 00GCF59AA253 | PRODUCTION |  |  | CPVC SW, Solvent Cement Joint PN 10
00GCF59AA254KA | Diaphragm Valve | 00GCF59AA254 | PRODUCTION |  |  | CPVC SW, Solvent Cement Joint PN 10 | CPVC
00GCF59AA254QN | Actuator, Diaphgram Valve | 00GCF59AA254 | PRODUCTION |  |  | CPVC SW, Solvent Cement Joint PN 10
00GCF59AA255KA | Diaphragm Valve | 00GCF59AA255 | PRODUCTION |  |  | CPVC SW, Solvent Cement Joint PN 10 | CPVC
00GCF59AA255QN | Actuator, Diaphgram Valve | 00GCF59AA255 | PRODUCTION |  |  | CPVC SW, Solvent Cement Joint PN 10
00GCF59AA256KA | Diaphragm Valve | 00GCF59AA256 | PRODUCTION |  |  | CPVC SW, Solvent Cement Joint PN 10 | CPVC
00GCF59AA256QN | Actuator, Diaphgram Valve | 00GCF59AA256 | PRODUCTION |  |  | CPVC SW, Solvent Cement Joint PN 10
00GCF59AA257KA | Diaphragm Valve | 00GCF59AA257 | PRODUCTION |  |  | CPVC SW, Solvent Cement Joint PN 10 | CPVC
00GCF59AA257QN | Actuator, Diaphgram Valve | 00GCF59AA257 | PRODUCTION |  |  | CPVC SW, Solvent Cement Joint PN 10
00GCF59AA258KA | Diaphragm Valve | 00GCF59AA258 | PRODUCTION |  |  | CPVC SW, Solvent Cement Joint PN 10 | CPVC
00GCF59AA258QN | Actuator, Diaphgram Valve | 00GCF59AA258 | PRODUCTION |  |  | CPVC SW, Solvent Cement Joint PN 10
00GCF59AA259KA | Diaphragm Valve | 00GCF59AA259 | PRODUCTION |  |  | CPVC SW, Solvent Cement Joint PN 10 | CPVC
00GCF59AA259QN | Actuator, Diaphgram Valve | 00GCF59AA259 | PRODUCTION |  |  | CPVC SW, Solvent Cement Joint PN 10
00GCF59AA260KA | Diaphragm Valve | 00GCF59AA260 | PRODUCTION |  |  | CPVC SW, Solvent Cement Joint PN 10 | CPVC
00GCF59AA260QN | Actuator, Diaphgram Valve | 00GCF59AA260 | PRODUCTION |  |  | CPVC SW, Solvent Cement Joint PN 10
00GCF59AA261KA | Diaphragm Valve | 00GCF59AA261 | PRODUCTION |  |  | CPVC SW, Solvent Cement Joint PN 10 | CPVC
00GCF59AA261QN | Actuator, Diaphgram Valve | 00GCF59AA261 | PRODUCTION |  |  | CPVC SW, Solvent Cement Joint PN 10
00GCF59AA262KA | Diaphragm Valve | 00GCF59AA262 | PRODUCTION |  |  | CPVC SW, Solvent Cement Joint PN 10 | CPVC
00GCF59AA262QN | Actuator, Diaphgram Valve | 00GCF59AA262 | PRODUCTION |  |  | CPVC SW, Solvent Cement Joint PN 10
00GCF59AA263KA | Diaphragm Valve | 00GCF59AA263 | PRODUCTION |  |  | CPVC SW, Solvent Cement Joint PN 10 | CPVC
00GCF59AA263QN | Actuator, Diaphgram Valve | 00GCF59AA263 | PRODUCTION |  |  | CPVC SW, Solvent Cement Joint PN 10
00GCF59AA264KA | Diaphragm Valve | 00GCF59AA264 | PRODUCTION |  |  | CPVC SW, Solvent Cement Joint PN 10 | CPVC
00GCF59AA264QN | Actuator, Diaphgram Valve | 00GCF59AA264 | PRODUCTION |  |  | CPVC SW, Solvent Cement Joint PN 10
00GCF59AA265KA | Diaphragm Valve | 00GCF59AA265 | PRODUCTION |  |  | CPVC SW, Solvent Cement Joint PN 10 | CPVC
00GCF59AA265QN | Actuator, Diaphgram Valve | 00GCF59AA265 | PRODUCTION |  |  | CPVC SW, Solvent Cement Joint PN 10
00GCF59AA266KA | Diaphragm Valve | 00GCF59AA266 | PRODUCTION |  |  | CPVC SW, Solvent Cement Joint PN 10 | CPVC
00GCF59AA266QN | Actuator, Diaphgram Valve | 00GCF59AA266 | PRODUCTION |  |  | CPVC SW, Solvent Cement Joint PN 10
00GCF59AA267KA | Diaphragm Valve | 00GCF59AA267 | PRODUCTION |  |  | CPVC SW, Solvent Cement Joint PN 10 | CPVC
00GCF59AA267QN | Actuator, Diaphgram Valve | 00GCF59AA267 | PRODUCTION |  |  | CPVC SW, Solvent Cement Joint PN 10
00GCF59AA268KA | Diaphragm Valve | 00GCF59AA268 | PRODUCTION |  |  | CPVC SW, Solvent Cement Joint PN 10 | CPVC
00GCF59AA268QN | Actuator, Diaphgram Valve | 00GCF59AA268 | PRODUCTION |  |  | CPVC SW, Solvent Cement Joint PN 10
00GCF59AA269KA | Diaphragm Valve | 00GCF59AA269 | PRODUCTION |  |  | CPVC SW, Solvent Cement Joint PN 10 | CPVC
00GCF59AA269QN | Actuator, Diaphgram Valve | 00GCF59AA269 | PRODUCTION |  |  | CPVC SW, Solvent Cement Joint PN 10
00GCF59AA270KA | Diaphragm Valve | 00GCF59AA270 | PRODUCTION |  |  | CPVC SW, Solvent Cement Joint PN 10 | CPVC
00GCF59AA270QN | Actuator, Diaphgram Valve | 00GCF59AA270 | PRODUCTION |  |  | CPVC SW, Solvent Cement Joint PN 10
00GCF59AA271KA | Diaphragm Valve | 00GCF59AA271 | PRODUCTION |  |  | CPVC SW, Solvent Cement Joint PN 10 | CPVC
00GCF59AA271QN | Actuator, Diaphgram Valve | 00GCF59AA271 | PRODUCTION |  |  | CPVC SW, Solvent Cement Joint PN 10
00GCF59AA272KA | Diaphragm Valve | 00GCF59AA272 | PRODUCTION |  |  | CPVC SW, Solvent Cement Joint PN 10 | CPVC
00GCF59AA272QN | Actuator, Diaphgram Valve | 00GCF59AA272 | PRODUCTION |  |  | CPVC SW, Solvent Cement Joint PN 10
00GCF59AA273KA | Diaphragm Valve | 00GCF59AA273 | PRODUCTION |  |  | CPVC SW, Solvent Cement Joint PN 10 | CPVC
00GCF59AA273QN | Actuator, Diaphgram Valve | 00GCF59AA273 | PRODUCTION |  |  | CPVC SW, Solvent Cement Joint PN 10
00GCF59AA274KA | Diaphragm Valve | 00GCF59AA274 | PRODUCTION |  |  | CPVC SW, Solvent Cement Joint PN 10 | CPVC
00GCF59AA274QN | Actuator, Diaphgram Valve | 00GCF59AA274 | PRODUCTION |  |  | CPVC SW, Solvent Cement Joint PN 10
00GCF59AA275KA | Diaphragm Valve | 00GCF59AA275 | PRODUCTION |  |  | CPVC SW, Solvent Cement Joint PN 10 | CPVC
00GCF59AA275QN | Actuator, Diaphgram Valve | 00GCF59AA275 | PRODUCTION |  |  | CPVC SW, Solvent Cement Joint PN 10
00GCF59AA276KA | Diaphragm Valve | 00GCF59AA276 | PRODUCTION |  |  | CPVC SW, Solvent Cement Joint PN 10 | CPVC
00GCF59AA276QN | Actuator, Diaphgram Valve | 00GCF59AA276 | PRODUCTION |  |  | CPVC SW, Solvent Cement Joint PN 10
00GCF59AA277KA | Diaphragm Valve | 00GCF59AA277 | PRODUCTION |  |  | CPVC SW, Solvent Cement Joint PN 10 | CPVC
00GCF59AA277QN | Actuator, Diaphgram Valve | 00GCF59AA277 | PRODUCTION |  |  | CPVC SW, Solvent Cement Joint PN 10
00GCF59AA278KA | Diaphragm Valve | 00GCF59AA278 | PRODUCTION |  |  | CPVC SW, Solvent Cement Joint PN 10 | CPVC
00GCF59AA278QN | Actuator, Diaphgram Valve | 00GCF59AA278 | PRODUCTION |  |  | CPVC SW, Solvent Cement Joint PN 10
00GCF59AA291KA | Diaphragm Valve | 00GCF59AA291 | PRODUCTION |  |  | PN 10 | CPVC
00GCF59AA292KA | Diaphragm Valve | 00GCF59AA292 | PRODUCTION |  |  | PN 10 | CPVC
00GCF59AA293KA | Diaphragm Valve | 00GCF59AA293 | PRODUCTION |  |  | PN 10 | CPVC
00GCF59AA294KA | Diaphragm Valve | 00GCF59AA294 | PRODUCTION |  |  | PN 10 | CPVC
00GCF59AA301KA | Ball Valve | 00GCF59AA301 | PRODUCTION |  |  |  | CPVC
00GCF59AA302KA | Ball Valve | 00GCF59AA302 | PRODUCTION |  |  |  | CPVC
00GCF59AA303KA | Ball Valve | 00GCF59AA303 | PRODUCTION |  |  | CPVC SW, Solvent Cement Joint PN 16 | CPVC
00GCF59AA304KA | Ball Valve | 00GCF59AA304 | PRODUCTION |  |  | CPVC SW, Solvent Cement Joint PN 16 | CPVC
00GCF59AA305KA | Ball Valve | 00GCF59AA305 | PRODUCTION |  |  |  | CPVC
00GCF59AA306KA | Ball Valve | 00GCF59AA306 | PRODUCTION |  |  |  | CPVC
00GCF59AA307KA | Ball Valve | 00GCF59AA307 | PRODUCTION |  |  | CPVC SW, Solvent Cement Joint PN 16 | CPVC
00GCF59AA308KA | Ball Valve | 00GCF59AA308 | PRODUCTION |  |  | CPVC SW, Solvent Cement Joint PN 16 | CPVC
00GCF59AA309KA | Ball Valve | 00GCF59AA309 | PRODUCTION |  |  | PN 16 | CPVC
00GCF59AA310KA | Ball Valve | 00GCF59AA310 | PRODUCTION |  |  | PN 16 | CPVC
00GCF59AA311KA | Diaphragm Valve | 00GCF59AA311 | PRODUCTION |  |  | PN 10 | CPVC
00GCF59AA312KA | Diaphragm Valve | 00GCF59AA312 | PRODUCTION |  |  | PN 10 | CPVC
00GCF59AA313KA | Diaphragm Valve | 00GCF59AA313 | PRODUCTION |  |  | PN 10 | CPVC
00GCF59AA314KA | Diaphragm Valve | 00GCF59AA314 | PRODUCTION |  |  | PN 10 | CPVC
00GCF59AA315KA | Ball Valve | 00GCF59AA315 | PRODUCTION |  |  | PN 10 | CPVC
00GCF59AA316KA | Ball Valve | 00GCF59AA316 | PRODUCTION |  |  |  | CPVC
00GCF59AA317KA | Ball Valve | 00GCF59AA317 | PRODUCTION |  |  |  | CPVC
00EGD01CL501QP | Level Gauge | 00EGD01CL501 | PRODUCTION
00GCF59AA321KA | Ball Valve | 00GCF59AA321 | PRODUCTION |  |  |  | CPVC
00GCF59AA322KA | Ball Valve | 00GCF59AA322 | PRODUCTION |  |  |  | CPVC
00GCF59AA323KA | Ball Valve | 00GCF59AA323 | PRODUCTION |  |  | CPVC SW, Solvent Cement Joint PN 16 | CPVC
00GCF59AA326KA | Ball Valve | 00GCF59AA326 | PRODUCTION |  |  |  | CPVC
00GCF59AA327KA | Ball Valve | 00GCF59AA327 | PRODUCTION |  |  |  | CPVC
00GCF59AA328KA | Ball Valve | 00GCF59AA328 | PRODUCTION |  |  | CPVC SW, Solvent Cement Joint PN 16 | CPVC
00GCF59AA330KA | Ball Valve | 00GCF59AA330 | PRODUCTION |  |  |  | CPVC
00GCF59AA331KA | Ball Valve | 00GCF59AA331 | PRODUCTION |  |  |  | CPVC
00GCF59AA334KA | Ball Valve | 00GCF59AA334 | PRODUCTION |  |  |  | CPVC
00GCF59AA335KA | Ball Valve | 00GCF59AA335 | PRODUCTION |  |  |  | CPVC
00GCF59AA336KA | Ball Valve | 00GCF59AA336 | PRODUCTION |  |  | CPVC SW, Solvent Cement Joint PN 16 | CPVC
00GCF59AA339KA | Ball Valve | 00GCF59AA339 | PRODUCTION |  |  |  | CPVC
00GCF59AA340KA | Ball Valve | 00GCF59AA340 | PRODUCTION |  |  |  | CPVC
00GCF59AA341KA | Ball Valve | 00GCF59AA341 | PRODUCTION |  |  | CPVC SW, Solvent Cement Joint PN 16 | CPVC
00GCF59AA342KA | Ball Valve | 00GCF59AA342 | PRODUCTION |  |  | CPVC SW, Solvent Cement Joint PN 16 | CPVC
00GCF59AA343KA | Ball Valve | 00GCF59AA343 | PRODUCTION |  |  | PN 16 | CPVC
00GCF59AA344KA | Ball Valve | 00GCF59AA344 | PRODUCTION |  |  | PN 16 | CPVC
00GCF59AA345KA | Ball Valve | 00GCF59AA345 | PRODUCTION |  |  | PN 16 | CPVC
00GCF59AA346KA | Ball Valve | 00GCF59AA346 | PRODUCTION |  |  | CPVC SW, Solvent Cement Joint PN 16 | CPVC
00GCF59AA347KA | Ball Valve | 00GCF59AA347 | PRODUCTION |  |  | CPVC SW, Solvent Cement Joint PN 16 | CPVC
00GCF59AA401KA | Ball Valve | 00GCF59AA401 | PRODUCTION |  |  | PN 10 | CPVC
00GCF59AA402KA | Butterfly Valve | 00GCF59AA402 | PRODUCTION |  |  | PN 10 | CPVC
00GCF59AA601KA | Ball Valve | 00GCF59AA601 | PRODUCTION |  |  |  | CPVC
00GCF59AA602KA | Ball Valve | 00GCF59AA602 | PRODUCTION |  |  |  | CPVC
00GCF59AA603KA | Ball Valve | 00GCF59AA603 | PRODUCTION |  |  |  | CPVC
00GCF59AA604KA | Ball Valve | 00GCF59AA604 | PRODUCTION |  |  |  | CPVC
00GCF59AA605KA | Ball Valve | 00GCF59AA605 | PRODUCTION |  |  |  | CPVC
00GCF59AA606KA | Ball Valve | 00GCF59AA606 | PRODUCTION |  |  |  | CPVC
00GCF59AA607KA | Ball Valve | 00GCF59AA607 | PRODUCTION |  |  |  | CPVC
00GCF59AA608KA | Ball Valve | 00GCF59AA608 | PRODUCTION |  |  |  | CPVC
00GCF59AA609KA | Ball Valve | 00GCF59AA609 | PRODUCTION |  |  |  | CPVC
00GCF59AA610KA | Ball Valve | 00GCF59AA610 | PRODUCTION |  |  |  | CPVC
00GCF59AA611KA | Ball Valve | 00GCF59AA611 | PRODUCTION |  |  |  | CPVC
00GCF59AA612KA | Ball Valve | 00GCF59AA612 | PRODUCTION |  |  |  | CPVC
00GCF59AA613KA | Ball Valve | 00GCF59AA613 | PRODUCTION |  |  |  | CPVC
00GCF59AA614KA | Ball Valve | 00GCF59AA614 | PRODUCTION |  |  |  | CPVC
00GCF59AA615KA | Ball Valve | 00GCF59AA615 | PRODUCTION |  |  | CPVC SW, Solvent Cement Joint PN 16 | CPVC
00GCF59AA616KA | Ball Valve | 00GCF59AA616 | PRODUCTION |  |  | CPVC SW, Solvent Cement Joint PN 16 | CPVC
00GCF59AA617KA | Ball Valve | 00GCF59AA617 | PRODUCTION |  |  |  | CPVC
00GCF59AA618KA | Ball Valve | 00GCF59AA618 | PRODUCTION |  |  |  | CPVC
00GCF59AA619KA | Ball Valve | 00GCF59AA619 | PRODUCTION |  |  |  | CPVC
00GCF59AA620KA | Ball Valve | 00GCF59AA620 | PRODUCTION |  |  |  | CPVC
00GCF59AA621KA | Ball Valve | 00GCF59AA621 | PRODUCTION |  |  | CPVC SW, Solvent Cement Joint PN 16 | CPVC
00GCF59AA622KA | Ball Valve | 00GCF59AA622 | PRODUCTION |  |  | CPVC SW, Solvent Cement Joint PN 16 | CPVC
00GCF59AA623KA | Ball Valve | 00GCF59AA623 | PRODUCTION |  |  |  | CPVC
00GCF59AA624KA | Ball Valve | 00GCF59AA624 | PRODUCTION |  |  |  | CPVC
00GCF59AA627KA | Ball Valve | 00GCF59AA627 | PRODUCTION |  |  |  | CPVC
00GCF59AA628KA | Ball Valve | 00GCF59AA628 | PRODUCTION |  |  |  | CPVC
00GCF59AA629KA | Ball Valve | 00GCF59AA629 | PRODUCTION |  |  | CPVC SW, Solvent Cement Joint PN 16 | CPVC
00GCF59AA630KA | Ball Valve | 00GCF59AA630 | PRODUCTION |  |  | CPVC SW, Solvent Cement Joint PN 16 | CPVC
00GCF59AA631KA | Ball Valve | 00GCF59AA631 | PRODUCTION |  |  | CPVC SW, Solvent Cement Joint PN 16 | CPVC
00GCF59AA632KA | Ball Valve | 00GCF59AA632 | PRODUCTION |  |  | CPVC SW, Solvent Cement Joint PN 16 | CPVC
00GCF59AA701KA | Non Return Valve (Ball Check Valve) | 00GCF59AA701 | PRODUCTION |  |  |  | CPVC
00GCF59AA702KA | Non Return Valve (Ball Check Valve) | 00GCF59AA702 | PRODUCTION |  |  |  | CPVC
00GCF59AA705KA | Non Return Valve (Ball Check Valve) | 00GCF59AA705 | PRODUCTION |  |  |  | CPVC
00GCF59AA706KA | Non Return Valve (Ball Check Valve) | 00GCF59AA706 | PRODUCTION |  |  |  | CPVC
00GCN59AA101KA | Ball Valve | 00GCN59AA101 | PRODUCTION |  |  | CPVC SW, Solvent Cement Joint PN 16 | CPVC
00GCN59AA102KA | Ball Valve | 00GCN59AA102 | PRODUCTION |  |  | CPVC SW, Solvent Cement Joint PN 16 | CPVC
00GCN59AA103KA | Ball Valve | 00GCN59AA103 | PRODUCTION |  |  | CPVC SW, Solvent Cement Joint PN 16 | CPVC
00GCN59AA104KA | Ball Valve | 00GCN59AA104 | PRODUCTION |  |  | CPVC SW, Solvent Cement Joint PN 16 | CPVC
00GCN59AA105KA | Ball Valve | 00GCN59AA105 | PRODUCTION |  |  |  | CPVC
00GCN59AA106KA | Ball Valve | 00GCN59AA106 | PRODUCTION |  |  |  | CPVC
00GCN59AA107KA | Ball Valve | 00GCN59AA107 | PRODUCTION |  |  | CPVC Flanged, ANSI B 16.5,150# PN 10 | CPVC
00GCN59AA108KA | Ball Valve | 00GCN59AA108 | PRODUCTION |  |  | CPVC Flanged, ANSI B 16.5,150# PN 10 | CPVC
00GCN59AA109KA | Diaphragm Valve | 00GCN59AA109 | PRODUCTION |  |  |  | CPVC
00GCN59AA110KA | Diaphragm Valve | 00GCN59AA110 | PRODUCTION |  |  | CPVC SW, Solvent Cement Joint PN 10 | CPVC
00GCN59AA111KA | Diaphragm Valve | 00GCN59AA111 | PRODUCTION |  |  | CPVC SW, Solvent Cement Joint PN 10 | CPVC
00GCN59AA112KA | Diaphragm Valve | 00GCN59AA112 | PRODUCTION |  |  | CPVC SW, Solvent Cement Joint PN 10 | CPVC
00GCN59AA113KA | Diaphragm Valve | 00GCN59AA113 | PRODUCTION |  |  | CPVC SW, Solvent Cement Joint PN 10 | CPVC
00GCN59AA114KA | Diaphragm Valve | 00GCN59AA114 | PRODUCTION |  |  | PN 10 | CPVC
00GCN59AA116KA | Diaphragm Valve | 00GCN59AA116 | PRODUCTION |  |  | PN 10 | CPVC
00GCN59AA117KA | Diaphragm Valve | 00GCN59AA117 | PRODUCTION |  |  | PN 10 | CPVC
00GCN59AA118KA | Diaphragm Valve | 00GCN59AA118 | PRODUCTION |  |  | PN 10 | CPVC
00GCN59AA119KA | Diaphragm Valve | 00GCN59AA119 | PRODUCTION |  |  |  | CPVC
00GCN59AA120KA | Diaphragm Valve | 00GCN59AA120 | PRODUCTION |  |  |  | CPVC
00GCN59AA121KA | Diaphragm Valve | 00GCN59AA121 | PRODUCTION |  |  |  | CPVC
00GCN59AA122KA | Diaphragm Valve | 00GCN59AA122 | PRODUCTION |  |  |  | CPVC
00GCN59AA123KA | Diaphragm Valve | 00GCN59AA123 | PRODUCTION |  |  |  | CPVC
00GCN59AA124KA | Diaphragm Valve | 00GCN59AA124 | PRODUCTION |  |  | PN 10 | CPVC
00GCN59AA125KA | Diaphragm Valve | 00GCN59AA125 | PRODUCTION |  |  | PN 10 | CPVC
00GCN59AA126KA | Diaphragm Valve | 00GCN59AA126 | PRODUCTION |  |  | PN 10 | CPVC
00GCN59AA127KA | Diaphragm Valve | 00GCN59AA127 | PRODUCTION |  |  | PN 10 | CPVC
00GCN59AA128KA | Diaphragm Valve | 00GCN59AA128 | PRODUCTION |  |  | PN 10 | CPVC
00GCN59AA129KA | Diaphragm Valve | 00GCN59AA129 | PRODUCTION |  |  | PN 10 | CPVC
00GCN59AA130KA | Diaphragm Valve | 00GCN59AA130 | PRODUCTION |  |  | PN 10 | CPVC
00GCN59AA131KA | Diaphragm Valve | 00GCN59AA131 | PRODUCTION |  |  | PN 10 | CPVC
00GCN59AA133KA | Diaphragm Valve | 00GCN59AA133 | PRODUCTION |  |  | PN 10 | CPVC
00GCN59AA134KA | Diaphragm Valve | 00GCN59AA134 | PRODUCTION |  |  | PN 10 | CPVC
00GCN59AA251KA | Diaphragm Valve | 00GCN59AA251 | PRODUCTION |  |  | PN 10 | CPVC
00GCN59AA252KA | Diaphragm Valve | 00GCN59AA252 | PRODUCTION |  |  | PN 10 | CPVC
00GCN59AA253KA | Diaphragm Valve | 00GCN59AA253 | PRODUCTION |  |  | PN 10 | CPVC
00GCN59AA254KA | Diaphragm Valve | 00GCN59AA254 | PRODUCTION |  |  | PN 10 | CPVC
00GCN59AA301KA | Ball Valve | 00GCN59AA301 | PRODUCTION |  |  | CPVC Flanged, ANSI B 16.5,150# PN 10 | CPVC
00GCN59AA302KA | Ball Valve | 00GCN59AA302 | PRODUCTION |  |  | CPVC Flanged, ANSI B 16.5,150# PN 10 | CPVC
00GCN59AA303KA | Ball Valve | 00GCN59AA303 | PRODUCTION |  |  | CPVC Flanged, ANSI B 16.5,150# PN 10 | CPVC
00GCN59AA304KA | Ball Valve | 00GCN59AA304 | PRODUCTION |  |  | CPVC Flanged, ANSI B 16.5,150# PN 10 | CPVC
00GCN59AA305KA | Ball Valve | 00GCN59AA305 | PRODUCTION |  |  | CPVC Flanged, ANSI B 16.5,150# PN 10 | CPVC
00GCN59AA306KA | Ball Valve | 00GCN59AA306 | PRODUCTION |  |  |  | CPVC
00GCN59AA308KA | Diaphragm Valve | 00GCN59AA308 | PRODUCTION |  |  | CPVC SW, Solvent Cement Joint PN 10 | CPVC
00GCN59AA309KA | Diaphragm Valve | 00GCN59AA309 | PRODUCTION |  |  | CPVC SW, Solvent Cement Joint PN 10 | CPVC
00GCN59AA310KA | Diaphragm Valve | 00GCN59AA310 | PRODUCTION |  |  | PN 10 | CPVC
00GCN59AA311KA | Diaphragm Valve | 00GCN59AA311 | PRODUCTION |  |  | PN 10 | CPVC
00GCN59AA312KA | Diaphragm Valve | 00GCN59AA312 | PRODUCTION |  |  | PN 10 | CPVC
00GCN59AA313KA | Diaphragm Valve | 00GCN59AA313 | PRODUCTION |  |  | PN 10 | CPVC
00GCN59AA314KA | Diaphragm Valve | 00GCN59AA314 | PRODUCTION |  |  | PN 10 | CPVC
00GCN59AA315KA | Diaphragm Valve | 00GCN59AA315 | PRODUCTION |  |  | PN 10 | CPVC
00GCN59AA316KA | Diaphragm Valve | 00GCN59AA316 | PRODUCTION |  |  | PN 10 | CPVC
00GCN59AA317KA | Diaphragm Valve | 00GCN59AA317 | PRODUCTION |  |  | PN 10 | CPVC
00GCN59AA318KA | Ball Valve | 00GCN59AA318 | PRODUCTION |  |  | PN 16 | CPVC
00GCN59AA319KA | Ball Valve | 00GCN59AA319 | PRODUCTION |  |  | PN 16 | CPVC
00GCN59AA320KA | Diaphragm Valve | 00GCN59AA320 | PRODUCTION |  |  |  | CPVC
00GCN59AA321KA | Diaphragm Valve | 00GCN59AA321 | PRODUCTION |  |  |  | CPVC
00GCN59AA322KA | Diaphragm Valve | 00GCN59AA322 | PRODUCTION |  |  | PN 10 | CPVC
00GCN59AA323KA | Diaphragm Valve | 00GCN59AA323 | PRODUCTION |  |  | PN 10 | CPVC
00GCN59AA324KA | Diaphragm Valve | 00GCN59AA324 | PRODUCTION |  |  | PN 10 | CPVC
00GCN59AA325KA | Diaphragm Valve | 00GCN59AA325 | PRODUCTION |  |  | PN 10 | CPVC
00GCN59AA326KA | Diaphragm Valve | 00GCN59AA326 | PRODUCTION |  |  | PN 10 | CPVC
00GCN59AA327KA | Diaphragm Valve | 00GCN59AA327 | PRODUCTION |  |  | PN 10 | CPVC
00GCN59AA328KA | Diaphragm Valve | 00GCN59AA328 | PRODUCTION |  |  | PN 10 | CPVC
00GCN59AA329KA | Diaphragm Valve | 00GCN59AA329 | PRODUCTION |  |  | PN 10 | CPVC
00GCN59AA330KA | Ball Valve | 00GCN59AA330 | PRODUCTION |  |  | PN 16 | CPVC
00GCN59AA331KA | Ball Valve | 00GCN59AA331 | PRODUCTION |  |  | PN 16 | CPVC
00GCN59AA401KA | Ball Valve | 00GCN59AA401 | PRODUCTION |  |  | CPVC Flanged, ANSI B 16.5,150# PN 10 | CPVC
00GCN59AA402KA | Ball Valve | 00GCN59AA402 | PRODUCTION |  |  | CPVC Flanged, ANSI B 16.5,150# PN 10 | CPVC
00GCN59AA403KA | Ball Valve | 00GCN59AA403 | PRODUCTION |  |  | CPVC Flanged, ANSI B 16.5,150# PN 10 | CPVC
00GCN59AA404KA | Ball Valve | 00GCN59AA404 | PRODUCTION |  |  | CPVC Flanged, ANSI B 16.5,150# PN 10 | CPVC
00GCN59AA405KA | Diaphragm Valve | 00GCN59AA405 | PRODUCTION |  |  | PN 10 | CPVC
00GCN59AA406KA | Diaphragm Valve | 00GCN59AA406 | PRODUCTION |  |  | PN 10 | CPVC
00GCN59AA407KA | Diaphragm Valve | 00GCN59AA407 | PRODUCTION |  |  | PN 10 | CPVC
00GCN59AA408KA | Diaphragm Valve | 00GCN59AA408 | PRODUCTION |  |  | PN 10 | CPVC
00GCN59AA409KA | Diaphragm Valve | 00GCN59AA409 | PRODUCTION |  |  | PN 10 | CPVC
00GCN59AA410KA | Diaphragm Valve | 00GCN59AA410 | PRODUCTION |  |  | PN 10 | CPVC
00GCN59AA411KA | Diaphragm Valve | 00GCN59AA411 | PRODUCTION |  |  | PN 10 | CPVC
00GCN59AA412KA | Diaphragm Valve | 00GCN59AA412 | PRODUCTION |  |  | PN 10 | CPVC
00GCN59AA413KA | Diaphragm Valve | 00GCN59AA413 | PRODUCTION |  |  | PN 10 | CPVC
00GCN59AA414KA | Diaphragm Valve | 00GCN59AA414 | PRODUCTION |  |  | PN 10 | CPVC
00GCN59AA415KA | Diaphragm Valve | 00GCN59AA415 | PRODUCTION |  |  | PN 10 | CPVC
00GCN59AA416KA | Diaphragm Valve | 00GCN59AA416 | PRODUCTION |  |  | PN 10 | CPVC
00GCN59AA417KA | Diaphragm Valve | 00GCN59AA417 | PRODUCTION |  |  | PN 10 | CPVC
00GCN59AA418KA | Diaphragm Valve | 00GCN59AA418 | PRODUCTION |  |  | PN 10 | CPVC
00GCN59AA601KA | Ball Valve | 00GCN59AA601 | PRODUCTION |  |  | CPVC SW, Solvent Cement Joint PN 16 | CPVC
00GCN59AA602KA | Ball Valve | 00GCN59AA602 | PRODUCTION |  |  | CPVC SW, Solvent Cement Joint PN 16 | CPVC
00GCN59AA603KA | Diaphragm Valve | 00GCN59AA603 | PRODUCTION |  |  | CPVC SW, Solvent Cement Joint PN 10 | CPVC
00GCN59AA604KA | Diaphragm Valve | 00GCN59AA604 | PRODUCTION |  |  | CPVC SW, Solvent Cement Joint PN 10 | CPVC
00GCN59AA605KA | Diaphragm Valve | 00GCN59AA605 | PRODUCTION |  |  |  | CPVC
00GCN59AA606KA | Diaphragm Valve | 00GCN59AA606 | PRODUCTION |  |  |  | CPVC
00GCN59AA703KA | Non Return Valve (Ball Check Valve) | 00GCN59AA703 | PRODUCTION |  |  | CPVC SW, Solvent Cement Joint PN 16 | CPVC
00GCN59AA704KA | Non Return Valve (Ball Check Valve) | 00GCN59AA704 | PRODUCTION |  |  | CPVC SW, Solvent Cement Joint PN 16 | CPVC
00GCN59AA705KA | Non Return Valve (Ball Check Valve) | 00GCN59AA705 | PRODUCTION |  |  |  | CPVC
00GCN59AA706KA | Non Return Valve (Ball Check Valve) | 00GCN59AA706 | PRODUCTION |  |  |  | CPVC
00GCR59AA101KA | Butterfly Valve | 00GCR59AA101 | PRODUCTION |  |  | PN 10 | PP
00GCR59AA102KA | Butterfly Valve | 00GCR59AA102 | PRODUCTION |  |  | PN 10 | CPVC
00GCR59AA103KA | Butterfly Valve | 00GCR59AA103 | PRODUCTION |  |  | CPVC Wafer Style, Drilling to Suit ANSI B16.5, 150# PN 10 | CPVC
00GCR59AA104KA | Butterfly Valve | 00GCR59AA104 | PRODUCTION |  |  | CPVC Wafer Style, Drilling to Suit ANSI B16.5, 150# PN 10 | CPVC
00GCR59AA105KA | Ball Valve | 00GCR59AA105 | PRODUCTION |  |  | CPVC SW, Solvent Cement Joint PN 16 | CPVC
00GCR59AA106KA | Ball Valve | 00GCR59AA106 | PRODUCTION |  |  | CPVC SW, Solvent Cement Joint PN 16 | CPVC
00GCR59AA107KA | Diaphragm Valve | 00GCR59AA107 | PRODUCTION |  |  | CPVC SW, Solvent Cement Joint PN 10 | CPVC
00GCR59AA108KA | Diaphragm Valve | 00GCR59AA108 | PRODUCTION |  |  | CPVC SW, Solvent Cement Joint PN 10 | CPVC
00GCR59AA109KA | Diaphragm Valve | 00GCR59AA109 | PRODUCTION |  |  | PN 10 | CPVC
00GCR59AA110KA | Diaphragm Valve | 00GCR59AA110 | PRODUCTION |  |  | PN 10 | CPVC
00GCR59AA111KA | Ball Valve | 00GCR59AA111 | PRODUCTION |  |  | PN 16 | CPVC
00GCR59AA112KA | Ball Valve | 00GCR59AA112 | PRODUCTION |  |  | PN 16 | CPVC
00GCR59AA303KA | Ball Valve | 00GCR59AA303 | PRODUCTION |  |  | CPVC Flanged, ANSI B 16.5,150# PN 16 | CPVC
00GCR59AA304KA | Ball Valve | 00GCR59AA304 | PRODUCTION |  |  | CPVC SW, Solvent Cement Joint PN 16 | CPVC
00GCR59AA701KA | Non Return Valve (Ball Check Valve) | 00GCR59AA701 | PRODUCTION |  |  |  | CPVC
00GCR59AA702KA | Non Return Valve (Ball Check Valve) | 00GCR59AA702 | PRODUCTION |  |  |  | CPVC
00GHE59AA005KA | Ball Valve | 00GHE59AA005 | PRODUCTION |  |  | CPVC Flanged, ANSI B 16.5,150# PN 10 | CPVC
00GHE59AA008KA | Ball Valve | 00GHE59AA008 | PRODUCTION |  |  | PN 10 | CPVC
00GHE59AA014KA | Ball Valve | 00GHE59AA014 | PRODUCTION |  |  | CPVC Flanged, ANSI B 16.5,150# PN 10 | CPVC
00GHE59AA021KA | Diaphragm Valve | 00GHE59AA021 | PRODUCTION |  |  | CPVC SW, Solvent Cement Joint PN 10 | CPVC
00GHE59AA028KA | Diaphragm Valve | 00GHE59AA028 | PRODUCTION |  |  |  | CPVC
00GMA59AA701KA | Non Return Valve (Swing Check valve) | 00GMA59AA701 | PRODUCTION |  |  | 150# | CPVC
10HTF11AM001KM | Mixer | 10HTF11AM001 | PRODUCTION |  |  | 0.21528 | EN10025-S235JR
20HTF11AM001KM | Mixer | 20HTF11AM001 | PRODUCTION |  |  | 0.21528 | EN10025-S235JR
10HTF11CS101QB | Speed switch/sensor | 10HTF11CS101 | PRODUCTION |  |  | IGM202
20HTF11CS101QB | Speed switch/sensor | 20HTF11CS101 | PRODUCTION |  |  | IGM202
10HTK10AM001KM | Hydrator | 10HTK10AM001 | PRODUCTION |  |  | 0.13194 | EN10025-S235JR
20HTK10AM001KM | Hydrator | 20HTK10AM001 | PRODUCTION |  |  | 0.13194 | EN10025-S235JR
10HTK10CS101-F01 | Speed Switch | 10HTK10CS101 | PRODUCTION |  |  | IGM202
10HTK10CS101QB | Speed switch/sensor | 10HTK10CS101 | PRODUCTION |  |  | IGM202
20HTK10CS101-F01 | Speed Switch | 20HTK10CS101 | PRODUCTION |  |  | IGM202
20HTK10CS101QB | Speed switch/sensor | 20HTK10CS101 | PRODUCTION |  |  | IGM202
10HTK10CT001QB | Temperature sensor | 10HTK10CT001 | PRODUCTION |  |  | PT100
10HTK10CT001-U01 | Temperature Transmitter | 10HTK10CT001 | PRODUCTION |  |  | PT100
20HTK10CT001QB | Temperature sensor | 20HTK10CT001 | PRODUCTION |  |  | PT100
20HTK10CT001-U01 | Temperature transmitter | 20HTK10CT001 | PRODUCTION |  |  | PT100
10QEB97AA501KA | Pulse valve (unit 1 tank 1) | 10QEB97AA501 | PRODUCTION |  |  | OPTIPOW 135 24VDC | Assemblage
10QEB97AA501-Y | Solenoid Valve | 10QEB97AA501 | PRODUCTION |  |  | OPTIPOW 135 24VDC
20QEB97AA501KA | Pulse valve (unit 2 tank 1) | 20QEB97AA501 | PRODUCTION |  |  | OPTIPOW 135 24VDC | Assemblage
20QEB97AA501-Y | Solenoid Valve | 20QEB97AA501 | PRODUCTION |  |  | OPTIPOW 135 24VDC
10QEB97AA502KA | Pulse valve (unit 1 tank 1) | 10QEB97AA502 | PRODUCTION |  |  | OPTIPOW 135 24VDC | Assemblage
10QEB97AA502-Y | Solenoid Valve | 10QEB97AA502 | PRODUCTION |  |  | OPTIPOW 135 24VDC
20QEB97AA502KA | Pulse valve (unit 2 tank 1) | 20QEB97AA502 | PRODUCTION |  |  | OPTIPOW 135 24VDC | Assemblage
20QEB97AA502-Y | Solenoid Valve | 20QEB97AA502 | PRODUCTION |  |  | OPTIPOW 135 24VDC
10QEB97AA503KA | Pulse valve (unit 1 tank 1) | 10QEB97AA503 | PRODUCTION |  |  | OPTIPOW 135 24VDC | Assemblage
10QEB97AA503-Y | Solenoid Valve | 10QEB97AA503 | PRODUCTION |  |  | OPTIPOW 135 24VDC
20QEB97AA503KA | Pulse valve (unit 2 tank 1) | 20QEB97AA503 | PRODUCTION |  |  | OPTIPOW 135 24VDC | Assemblage
20QEB97AA503-Y | Solenoid Valve | 20QEB97AA503 | PRODUCTION |  |  | OPTIPOW 135 24VDC
10QEB97AA504KA | Pulse valve (unit 1 tank 1) | 10QEB97AA504 | PRODUCTION |  |  | OPTIPOW 135 24VDC | Assemblage
10QEB97AA504-Y | Solenoid Valve | 10QEB97AA504 | PRODUCTION |  |  | OPTIPOW 135 24VDC
20QEB97AA504KA | Pulse valve (unit 2 tank 1) | 20QEB97AA504 | PRODUCTION |  |  | OPTIPOW 135 24VDC | Assemblage
20QEB97AA504-Y | Solenoid Valve | 20QEB97AA504 | PRODUCTION |  |  | OPTIPOW 135 24VDC
10QEB97AA505KA | Pulse valve (unit 1 tank 1) | 10QEB97AA505 | PRODUCTION |  |  | OPTIPOW 135 24VDC | Assemblage
10QEB97AA505-Y | Solenoid Valve | 10QEB97AA505 | PRODUCTION |  |  | OPTIPOW 135 24VDC
20QEB97AA505KA | Pulse valve (unit 2 tank 1) | 20QEB97AA505 | PRODUCTION |  |  | OPTIPOW 135 24VDC | Assemblage
20QEB97AA505-Y | Solenoid Valve | 20QEB97AA505 | PRODUCTION |  |  | OPTIPOW 135 24VDC
10QEB97AA506KA | Pulse valve (unit 1 tank 1) | 10QEB97AA506 | PRODUCTION |  |  | OPTIPOW 135 24VDC | Assemblage
10QEB97AA506-Y | Solenoid Valve | 10QEB97AA506 | PRODUCTION |  |  | OPTIPOW 135 24VDC
20QEB97AA506KA | Pulse valve (unit 2 tank 1) | 20QEB97AA506 | PRODUCTION |  |  | OPTIPOW 135 24VDC | Assemblage
20QEB97AA506-Y | Solenoid Valve | 20QEB97AA506 | PRODUCTION |  |  | OPTIPOW 135 24VDC
10QEB97AA507KA | Pulse valve (unit 1 tank 1) | 10QEB97AA507 | PRODUCTION |  |  | OPTIPOW 135 24VDC | Assemblage
10QEB97AA507-Y | Solenoid Valve | 10QEB97AA507 | PRODUCTION |  |  | OPTIPOW 135 24VDC
20QEB97AA507KA | Pulse valve (unit 2 tank 1) | 20QEB97AA507 | PRODUCTION |  |  | OPTIPOW 135 24VDC | Assemblage
20QEB97AA507-Y | Solenoid Valve | 20QEB97AA507 | PRODUCTION |  |  | OPTIPOW 135 24VDC
10QEB97AA508KA | Pulse valve (unit 1 tank 1) | 10QEB97AA508 | PRODUCTION |  |  | OPTIPOW 135 24VDC | Assemblage
10QEB97AA508-Y | Solenoid Valve | 10QEB97AA508 | PRODUCTION |  |  | OPTIPOW 135 24VDC
20QEB97AA508KA | Pulse valve (unit 2 tank 1) | 20QEB97AA508 | PRODUCTION |  |  | OPTIPOW 135 24VDC | Assemblage
20QEB97AA508-Y | Solenoid Valve | 20QEB97AA508 | PRODUCTION |  |  | OPTIPOW 135 24VDC
10QEB97AA509KA | Pulse valve (unit 1 tank 1) | 10QEB97AA509 | PRODUCTION |  |  | OPTIPOW 135 24VDC | Assemblage
10QEB97AA509-Y | Solenoid Valve | 10QEB97AA509 | PRODUCTION |  |  | OPTIPOW 135 24VDC
20QEB97AA509KA | Pulse valve (unit 2 tank 1) | 20QEB97AA509 | PRODUCTION |  |  | OPTIPOW 135 24VDC | Assemblage
20QEB97AA509-Y | Solenoid Valve | 20QEB97AA509 | PRODUCTION |  |  | OPTIPOW 135 24VDC
10QEB97AA510KA | Pulse valve (unit 1 tank 1) | 10QEB97AA510 | PRODUCTION |  |  | OPTIPOW 135 24VDC | Assemblage
10QEB97AA510-Y | Solenoid Valve | 10QEB97AA510 | PRODUCTION |  |  | OPTIPOW 135 24VDC
20QEB97AA510KA | Pulse valve (unit 2 tank 1) | 20QEB97AA510 | PRODUCTION |  |  | OPTIPOW 135 24VDC | Assemblage
20QEB97AA510-Y | Solenoid Valve | 20QEB97AA510 | PRODUCTION |  |  | OPTIPOW 135 24VDC
10QEB97AA511KA | Pulse valve (unit 1 tank 1) | 10QEB97AA511 | PRODUCTION |  |  | OPTIPOW 135 24VDC | Assemblage
10QEB97AA511-Y | Solenoid Valve | 10QEB97AA511 | PRODUCTION |  |  | OPTIPOW 135 24VDC
20QEB97AA511KA | Pulse valve (unit 2 tank 1) | 20QEB97AA511 | PRODUCTION |  |  | OPTIPOW 135 24VDC | Assemblage
20QEB97AA511-Y | Solenoid Valve | 20QEB97AA511 | PRODUCTION |  |  | OPTIPOW 135 24VDC
10QEB97AA512KA | Pulse valve (unit 1 tank 1) | 10QEB97AA512 | PRODUCTION |  |  | OPTIPOW 135 24VDC | Assemblage
10QEB97AA512-Y | Solenoid Valve | 10QEB97AA512 | PRODUCTION |  |  | OPTIPOW 135 24VDC
20QEB97AA512KA | Pulse valve (unit 2 tank 1) | 20QEB97AA512 | PRODUCTION |  |  | OPTIPOW 135 24VDC | Assemblage
20QEB97AA512-Y | Solenoid Valve | 20QEB97AA512 | PRODUCTION |  |  | OPTIPOW 135 24VDC
10QEB97AA513KA | Pulse valve (unit 1 tank 1) | 10QEB97AA513 | PRODUCTION |  |  | OPTIPOW 135 24VDC | Assemblage
10QEB97AA513-Y | Solenoid Valve | 10QEB97AA513 | PRODUCTION |  |  | OPTIPOW 135 24VDC
20QEB97AA513KA | Pulse valve (unit 2 tank 1) | 20QEB97AA513 | PRODUCTION |  |  | OPTIPOW 135 24VDC | Assemblage
20QEB97AA513-Y | Solenoid Valve | 20QEB97AA513 | PRODUCTION |  |  | OPTIPOW 135 24VDC
10QEB97AA514KA | Pulse valve (unit 1 tank 1) | 10QEB97AA514 | PRODUCTION |  |  | OPTIPOW 135 24VDC | Assemblage
10QEB97AA514-Y | Solenoid Valve | 10QEB97AA514 | PRODUCTION |  |  | OPTIPOW 135 24VDC
20QEB97AA514KA | Pulse valve (unit 2 tank 1) | 20QEB97AA514 | PRODUCTION |  |  | OPTIPOW 135 24VDC | Assemblage
20QEB97AA514-Y | Solenoid Valve | 20QEB97AA514 | PRODUCTION |  |  | OPTIPOW 135 24VDC
10QEB97AA515KA | Pulse valve (unit 1 tank 1) | 10QEB97AA515 | PRODUCTION |  |  | OPTIPOW 135 24VDC | Assemblage
10QEB97AA515-Y | Solenoid Valve | 10QEB97AA515 | PRODUCTION |  |  | OPTIPOW 135 24VDC
20QEB97AA515KA | Pulse valve (unit 2 tank 1) | 20QEB97AA515 | PRODUCTION |  |  | OPTIPOW 135 24VDC | Assemblage
20QEB97AA515-Y | Solenoid Valve | 20QEB97AA515 | PRODUCTION |  |  | OPTIPOW 135 24VDC
10QEB97AA516KA | Pulse valve (unit 1 tank 1) | 10QEB97AA516 | PRODUCTION |  |  | OPTIPOW 135 24VDC | Assemblage
10QEB97AA516-Y | Solenoid Valve | 10QEB97AA516 | PRODUCTION |  |  | OPTIPOW 135 24VDC
20QEB97AA516KA | Pulse valve (unit 2 tank 1) | 20QEB97AA516 | PRODUCTION |  |  | OPTIPOW 135 24VDC | Assemblage
20QEB97AA516-Y | Solenoid Valve | 20QEB97AA516 | PRODUCTION |  |  | OPTIPOW 135 24VDC
10QEB97AA517KA | Pulse valve (unit 1 tank 1) | 10QEB97AA517 | PRODUCTION |  |  | OPTIPOW 135 24VDC | Assemblage
10QEB97AA517-Y | Solenoid Valve | 10QEB97AA517 | PRODUCTION |  |  | OPTIPOW 135 24VDC
20QEB97AA517KA | Pulse valve (unit 2 tank 1) | 20QEB97AA517 | PRODUCTION |  |  | OPTIPOW 135 24VDC | Assemblage
20QEB97AA517-Y | Solenoid Valve | 20QEB97AA517 | PRODUCTION |  |  | OPTIPOW 135 24VDC
10QEB97AA518KA | Pulse valve (unit 1 tank 1) | 10QEB97AA518 | PRODUCTION |  |  | OPTIPOW 135 24VDC | Assemblage
10QEB97AA518-Y | Solenoid Valve | 10QEB97AA518 | PRODUCTION |  |  | OPTIPOW 135 24VDC
20QEB97AA518KA | Pulse valve (unit 2 tank 1) | 20QEB97AA518 | PRODUCTION |  |  | OPTIPOW 135 24VDC | Assemblage
20QEB97AA518-Y | Solenoid Valve | 20QEB97AA518 | PRODUCTION |  |  | OPTIPOW 135 24VDC
10QEB98AA501KA | Pulse valve (unit 1 tank 2) | 10QEB98AA501 | PRODUCTION |  |  | OPTIPOW 135 24VDC | Assemblage
20QEB98AA501KA | Pulse valve (unit 2 tank 2) | 20QEB98AA501 | PRODUCTION |  |  | OPTIPOW 135 24VDC | Assemblage
20QEB98AA501-Y | Solenoid Valve | 20QEB98AA501 | PRODUCTION |  |  | OPTIPOW 135 24VDC
10QEB98AA502KA | Pulse valve (unit 1 tank 2) | 10QEB98AA502 | PRODUCTION |  |  | OPTIPOW 135 24VDC | Assemblage
20QEB98AA502KA | Pulse valve (unit 2 tank 2) | 20QEB98AA502 | PRODUCTION |  |  | OPTIPOW 135 24VDC | Assemblage
20QEB98AA502-Y | Solenoid Valve | 20QEB98AA502 | PRODUCTION |  |  | OPTIPOW 135 24VDC
10QEB98AA503KA | Pulse valve (unit 1 tank 2) | 10QEB98AA503 | PRODUCTION |  |  | OPTIPOW 135 24VDC | Assemblage
20QEB98AA503KA | Pulse valve (unit 2 tank 2) | 20QEB98AA503 | PRODUCTION |  |  | OPTIPOW 135 24VDC | Assemblage
20QEB98AA503-Y | Solenoid Valve | 20QEB98AA503 | PRODUCTION |  |  | OPTIPOW 135 24VDC
10QEB98AA504KA | Pulse valve (unit 1 tank 2) | 10QEB98AA504 | PRODUCTION |  |  | OPTIPOW 135 24VDC | Assemblage
20QEB98AA504KA | Pulse valve (unit 2 tank 2) | 20QEB98AA504 | PRODUCTION |  |  | OPTIPOW 135 24VDC | Assemblage
20QEB98AA504-Y | Solenoid Valve | 20QEB98AA504 | PRODUCTION |  |  | OPTIPOW 135 24VDC
10QEB98AA505KA | Pulse valve (unit 1 tank 2) | 10QEB98AA505 | PRODUCTION |  |  | OPTIPOW 135 24VDC | Assemblage
20QEB98AA505KA | Pulse valve (unit 2 tank 2) | 20QEB98AA505 | PRODUCTION |  |  | OPTIPOW 135 24VDC | Assemblage
20QEB98AA505-Y | Solenoid Valve | 20QEB98AA505 | PRODUCTION |  |  | OPTIPOW 135 24VDC
10QEB98AA506KA | Pulse valve (unit 1 tank 2) | 10QEB98AA506 | PRODUCTION |  |  | OPTIPOW 135 24VDC | Assemblage
20QEB98AA506KA | Pulse valve (unit 2 tank 2) | 20QEB98AA506 | PRODUCTION |  |  | OPTIPOW 135 24VDC | Assemblage
20QEB98AA506-Y | Solenoid Valve | 20QEB98AA506 | PRODUCTION |  |  | OPTIPOW 135 24VDC
10QEB98AA507KA | Pulse valve (unit 1 tank 2) | 10QEB98AA507 | PRODUCTION |  |  | OPTIPOW 135 24VDC | Assemblage
20QEB98AA507KA | Pulse valve (unit 2 tank 2) | 20QEB98AA507 | PRODUCTION |  |  | OPTIPOW 135 24VDC | Assemblage
20QEB98AA507-Y | Solenoid Valve | 20QEB98AA507 | PRODUCTION |  |  | OPTIPOW 135 24VDC
10QEB98AA508KA | Pulse valve (unit 1 tank 2) | 10QEB98AA508 | PRODUCTION |  |  | OPTIPOW 135 24VDC | Assemblage
20QEB98AA508KA | Pulse valve (unit 2 tank 2) | 20QEB98AA508 | PRODUCTION |  |  | OPTIPOW 135 24VDC | Assemblage
20QEB98AA508-Y | Solenoid Valve | 20QEB98AA508 | PRODUCTION |  |  | OPTIPOW 135 24VDC
10QEB98AA509KA | Pulse valve (unit 1 tank 2) | 10QEB98AA509 | PRODUCTION |  |  | OPTIPOW 135 24VDC | Assemblage
20QEB98AA509KA | Pulse valve (unit 2 tank 2) | 20QEB98AA509 | PRODUCTION |  |  | OPTIPOW 135 24VDC | Assemblage
20QEB98AA509-Y | Solenoid Valve | 20QEB98AA509 | PRODUCTION |  |  | OPTIPOW 135 24VDC
10QEB98AA510KA | Pulse valve (unit 1 tank 2) | 10QEB98AA510 | PRODUCTION |  |  | OPTIPOW 135 24VDC | Assemblage
20QEB98AA510KA | Pulse valve (unit 2 tank 2) | 20QEB98AA510 | PRODUCTION |  |  | OPTIPOW 135 24VDC | Assemblage
20QEB98AA510-Y | Solenoid Valve | 20QEB98AA510 | PRODUCTION |  |  | OPTIPOW 135 24VDC
10QEB98AA511KA | Pulse valve (unit 1 tank 2) | 10QEB98AA511 | PRODUCTION |  |  | OPTIPOW 135 24VDC | Assemblage
20QEB98AA511KA | Pulse valve (unit 2 tank 2) | 20QEB98AA511 | PRODUCTION |  |  | OPTIPOW 135 24VDC | Assemblage
20QEB98AA511-Y | Solenoid Valve | 20QEB98AA511 | PRODUCTION |  |  | OPTIPOW 135 24VDC
10QEB98AA512KA | Pulse valve (unit 1 tank 2) | 10QEB98AA512 | PRODUCTION |  |  | OPTIPOW 135 24VDC | Assemblage
20QEB98AA512KA | Pulse valve (unit 2 tank 2) | 20QEB98AA512 | PRODUCTION |  |  | OPTIPOW 135 24VDC | Assemblage
20QEB98AA512-Y | Solenoid Valve | 20QEB98AA512 | PRODUCTION |  |  | OPTIPOW 135 24VDC
10QEB98AA513KA | Pulse valve (unit 1 tank 2) | 10QEB98AA513 | PRODUCTION |  |  | OPTIPOW 135 24VDC | Assemblage
20QEB98AA513KA | Pulse valve (unit 2 tank 2) | 20QEB98AA513 | PRODUCTION |  |  | OPTIPOW 135 24VDC | Assemblage
20QEB98AA513-Y | Solenoid Valve | 20QEB98AA513 | PRODUCTION |  |  | OPTIPOW 135 24VDC
10QEB98AA514KA | Pulse valve (unit 1 tank 2) | 10QEB98AA514 | PRODUCTION |  |  | OPTIPOW 135 24VDC | Assemblage
20QEB98AA514KA | Pulse valve (unit 2 tank 2) | 20QEB98AA514 | PRODUCTION |  |  | OPTIPOW 135 24VDC | Assemblage
20QEB98AA514-Y | Solenoid Valve | 20QEB98AA514 | PRODUCTION |  |  | OPTIPOW 135 24VDC
10QEB98AA515KA | Pulse valve (unit 1 tank 2) | 10QEB98AA515 | PRODUCTION |  |  | OPTIPOW 135 24VDC | Assemblage
20QEB98AA515KA | Pulse valve (unit 2 tank 2) | 20QEB98AA515 | PRODUCTION |  |  | OPTIPOW 135 24VDC | Assemblage
20QEB98AA515-Y | Solenoid Valve | 20QEB98AA515 | PRODUCTION |  |  | OPTIPOW 135 24VDC
10QEB98AA516KA | Pulse valve (unit 1 tank 2) | 10QEB98AA516 | PRODUCTION |  |  | OPTIPOW 135 24VDC | Assemblage
20QEB98AA516KA | Pulse valve (unit 2 tank 2) | 20QEB98AA516 | PRODUCTION |  |  | OPTIPOW 135 24VDC | Assemblage
20QEB98AA516-Y | Solenoid Valve | 20QEB98AA516 | PRODUCTION |  |  | OPTIPOW 135 24VDC
10QEB98AA517KA | Pulse valve (unit 1 tank 2) | 10QEB98AA517 | PRODUCTION |  |  | OPTIPOW 135 24VDC | Assemblage
20QEB98AA517KA | Pulse valve (unit 2 tank 2) | 20QEB98AA517 | PRODUCTION |  |  | OPTIPOW 135 24VDC | Assemblage
20QEB98AA517-Y | Solenoid Valve | 20QEB98AA517 | PRODUCTION |  |  | OPTIPOW 135 24VDC
10QEB98AA518KA | Pulse valve (unit 1 tank 2) | 10QEB98AA518 | PRODUCTION |  |  | OPTIPOW 135 24VDC | Assemblage
20QEB98AA518KA | Pulse valve (unit 2 tank 2) | 20QEB98AA518 | PRODUCTION |  |  | OPTIPOW 135 24VDC | Assemblage
20QEB98AA518-Y | Solenoid Valve | 20QEB98AA518 | PRODUCTION |  |  | OPTIPOW 135 24VDC
10QEB99AA501KA | Pulse valve (unit 1 tank 3) | 10QEB99AA501 | PRODUCTION |  |  | OPTIPOW 135 24VDC | Assemblage
20QEB99AA501KA | Pulse valve (unit 2 tank 3) | 20QEB99AA501 | PRODUCTION |  |  | OPTIPOW 135 24VDC | Assemblage
20QEB99AA501-Y | Solenoid Valve | 20QEB99AA501 | PRODUCTION |  |  | OPTIPOW 135 24VDC
10QEB99AA502KA | Pulse valve (unit 1 tank 3) | 10QEB99AA502 | PRODUCTION |  |  | OPTIPOW 135 24VDC | Assemblage
20QEB99AA502KA | Pulse valve (unit 2 tank 3) | 20QEB99AA502 | PRODUCTION |  |  | OPTIPOW 135 24VDC | Assemblage
20QEB99AA502-Y | Solenoid Valve | 20QEB99AA502 | PRODUCTION |  |  | OPTIPOW 135 24VDC
10QEB99AA503KA | Pulse valve (unit 1 tank 3) | 10QEB99AA503 | PRODUCTION |  |  | OPTIPOW 135 24VDC | Assemblage
20QEB99AA503KA | Pulse valve (unit 2 tank 3) | 20QEB99AA503 | PRODUCTION |  |  | OPTIPOW 135 24VDC | Assemblage
20QEB99AA503-Y | Solenoid Valve | 20QEB99AA503 | PRODUCTION |  |  | OPTIPOW 135 24VDC
10QEB99AA504KA | Pulse valve (unit 1 tank 3) | 10QEB99AA504 | PRODUCTION |  |  | OPTIPOW 135 24VDC | Assemblage
20QEB99AA504KA | Pulse valve (unit 2 tank 3) | 20QEB99AA504 | PRODUCTION |  |  | OPTIPOW 135 24VDC | Assemblage
20QEB99AA504-Y | Solenoid Valve | 20QEB99AA504 | PRODUCTION |  |  | OPTIPOW 135 24VDC
10QEB99AA505KA | Pulse valve (unit 1 tank 3) | 10QEB99AA505 | PRODUCTION |  |  | OPTIPOW 135 24VDC | Assemblage
20QEB99AA505KA | Pulse valve (unit 2 tank 3) | 20QEB99AA505 | PRODUCTION |  |  | OPTIPOW 135 24VDC | Assemblage
20QEB99AA505-Y | Solenoid Valve | 20QEB99AA505 | PRODUCTION |  |  | OPTIPOW 135 24VDC
10QEB99AA506KA | Pulse valve (unit 1 tank 3) | 10QEB99AA506 | PRODUCTION |  |  | OPTIPOW 135 24VDC | Assemblage
20QEB99AA506KA | Pulse valve (unit 2 tank 3) | 20QEB99AA506 | PRODUCTION |  |  | OPTIPOW 135 24VDC | Assemblage
20QEB99AA506-Y | Solenoid Valve | 20QEB99AA506 | PRODUCTION |  |  | OPTIPOW 135 24VDC
10QEB99AA507KA | Pulse valve (unit 1 tank 3) | 10QEB99AA507 | PRODUCTION |  |  | OPTIPOW 135 24VDC | Assemblage
20QEB99AA507KA | Pulse valve (unit 2 tank 3) | 20QEB99AA507 | PRODUCTION |  |  | OPTIPOW 135 24VDC | Assemblage
20QEB99AA507-Y | Solenoid Valve | 20QEB99AA507 | PRODUCTION |  |  | OPTIPOW 135 24VDC
10QEB99AA508KA | Pulse valve (unit 1 tank 3) | 10QEB99AA508 | PRODUCTION |  |  | OPTIPOW 135 24VDC | Assemblage
20QEB99AA508KA | Pulse valve (unit 2 tank 3) | 20QEB99AA508 | PRODUCTION |  |  | OPTIPOW 135 24VDC | Assemblage
20QEB99AA508-Y | Solenoid Valve | 20QEB99AA508 | PRODUCTION |  |  | OPTIPOW 135 24VDC
10QEB99AA509KA | Pulse valve (unit 1 tank 3) | 10QEB99AA509 | PRODUCTION |  |  | OPTIPOW 135 24VDC | Assemblage
20QEB99AA509KA | Pulse valve (unit 2 tank 3) | 20QEB99AA509 | PRODUCTION |  |  | OPTIPOW 135 24VDC | Assemblage
20QEB99AA509-Y | Solenoid Valve | 20QEB99AA509 | PRODUCTION |  |  | OPTIPOW 135 24VDC
10QEB99AA510KA | Pulse valve (unit 1 tank 3) | 10QEB99AA510 | PRODUCTION |  |  | OPTIPOW 135 24VDC | Assemblage
20QEB99AA510KA | Pulse valve (unit 2 tank 3) | 20QEB99AA510 | PRODUCTION |  |  | OPTIPOW 135 24VDC | Assemblage
20QEB99AA510-Y | Solenoid Valve | 20QEB99AA510 | PRODUCTION |  |  | OPTIPOW 135 24VDC
10QEB99AA511KA | Pulse valve (unit 1 tank 3) | 10QEB99AA511 | PRODUCTION |  |  | OPTIPOW 135 24VDC | Assemblage
20QEB99AA511KA | Pulse valve (unit 2 tank 3) | 20QEB99AA511 | PRODUCTION |  |  | OPTIPOW 135 24VDC | Assemblage
20QEB99AA511-Y | Solenoid Valve | 20QEB99AA511 | PRODUCTION |  |  | OPTIPOW 135 24VDC
10QEB99AA512KA | Pulse valve (unit 1 tank 3) | 10QEB99AA512 | PRODUCTION |  |  | OPTIPOW 135 24VDC | Assemblage
20QEB99AA512KA | Pulse valve (unit 2 tank 3) | 20QEB99AA512 | PRODUCTION |  |  | OPTIPOW 135 24VDC | Assemblage
20QEB99AA512-Y | Solenoid Valve | 20QEB99AA512 | PRODUCTION |  |  | OPTIPOW 135 24VDC
10QEB99AA513KA | Pulse valve (unit 1 tank 3) | 10QEB99AA513 | PRODUCTION |  |  | OPTIPOW 135 24VDC | Assemblage
20QEB99AA513KA | Pulse valve (unit 2 tank 3) | 20QEB99AA513 | PRODUCTION |  |  | OPTIPOW 135 24VDC | Assemblage
20QEB99AA513-Y | Solenoid Valve | 20QEB99AA513 | PRODUCTION |  |  | OPTIPOW 135 24VDC
10QEB99AA514KA | Pulse valve (unit 1 tank 3) | 10QEB99AA514 | PRODUCTION |  |  | OPTIPOW 135 24VDC | Assemblage
20QEB99AA514KA | Pulse valve (unit 2 tank 3) | 20QEB99AA514 | PRODUCTION |  |  | OPTIPOW 135 24VDC | Assemblage
20QEB99AA514-Y | Solenoid Valve | 20QEB99AA514 | PRODUCTION |  |  | OPTIPOW 135 24VDC
10QEB99AA515KA | Pulse valve (unit 1 tank 3) | 10QEB99AA515 | PRODUCTION |  |  | OPTIPOW 135 24VDC | Assemblage
20QEB99AA515KA | Pulse valve (unit 2 tank 3) | 20QEB99AA515 | PRODUCTION |  |  | OPTIPOW 135 24VDC | Assemblage
20QEB99AA515-Y | Solenoid Valve | 20QEB99AA515 | PRODUCTION |  |  | OPTIPOW 135 24VDC
10QEB99AA516KA | Pulse valve (unit 1 tank 3) | 10QEB99AA516 | PRODUCTION |  |  | OPTIPOW 135 24VDC | Assemblage
20QEB99AA516KA | Pulse valve (unit 2 tank 3) | 20QEB99AA516 | PRODUCTION |  |  | OPTIPOW 135 24VDC | Assemblage
20QEB99AA516-Y | Solenoid Valve | 20QEB99AA516 | PRODUCTION |  |  | OPTIPOW 135 24VDC
10QEB99AA517KA | Pulse valve (unit 1 tank 3) | 10QEB99AA517 | PRODUCTION |  |  | OPTIPOW 135 24VDC | Assemblage
20QEB99AA517KA | Pulse valve (unit 2 tank 3) | 20QEB99AA517 | PRODUCTION |  |  | OPTIPOW 135 24VDC | Assemblage
20QEB99AA517-Y | Solenoid Valve | 20QEB99AA517 | PRODUCTION |  |  | OPTIPOW 135 24VDC
10QEB99AA518KA | Pulse valve (unit 1 tank 3) | 10QEB99AA518 | PRODUCTION |  |  | OPTIPOW 135 24VDC | Assemblage
20QEB99AA518KA | Pulse valve (unit 2 tank 3) | 20QEB99AA518 | PRODUCTION |  |  | OPTIPOW 135 24VDC | Assemblage
20QEB99AA518-Y | Solenoid Valve | 20QEB99AA518 | PRODUCTION |  |  | OPTIPOW 135 24VDC
10LBG51AB001KA | Steam trap | 10LBG51AB001 | PRODUCTION |  |  | BK45 | A105
20LBG51AB001KA | Steam trap | 20LBG51AB001 | PRODUCTION |  |  | BK45 | A105
10LCM30AB001KA | Steam trap | 10LCM30AB001 | PRODUCTION |  |  | UNA45hl | A105
20LCM30AB001KA | Steam trap | 20LCM30AB001 | PRODUCTION |  |  | UNA45hl | A105
10LCM31AB001KA | Steam trap | 10LCM31AB001 | PRODUCTION |  |  | BK45 | A105
20LCM31AB001KA | Steam trap | 20LCM31AB001 | PRODUCTION |  |  | BK45 | A105
20LCM31AB001KB | Steam Trap | 20LCM31AB001 | PRODUCTION |  |  | BK45 | A105
10LCM32AB001KA | Steam trap | 10LCM32AB001 | PRODUCTION |  |  | BK45 | A105
20LCM32AB001KA | Steam trap | 20LCM32AB001 | PRODUCTION |  |  | BK45 | A105
10LCM40AB001KA | Steam trap | 10LCM40AB001 | PRODUCTION |  |  | UNA45hl | A105
20LCM40AB001KA | Steam trap | 20LCM40AB001 | PRODUCTION |  |  | UNA45hl | A105
10LCM41AB001KA | Steam trap | 10LCM41AB001 | PRODUCTION |  |  | BK45 | A105
20LCM41AB001KA | Steam trap | 20LCM41AB001 | PRODUCTION |  |  | BK45 | A105
20LCM41AB001KB | Steam Trap | 20LCM41AB001 | PRODUCTION |  |  | BK45 | A105
00EGA02CP501QP | Pressure Gauge | 00EGA02CP501 | PRODUCTION |  |  | BSPG-V
00EGA02CP502QP | Pressure Gauge | 00EGA02CP502 | PRODUCTION |  |  | BSPG-V
00EGA02CP503QP | Pressure Gauge | 00EGA02CP503 | PRODUCTION |  |  | BSPG-V
00EGA02CP504QP | Pressure Gauge | 00EGA02CP504 | PRODUCTION |  |  | BSPG-V
00EGA02CP505QP | Pressure Gauge | 00EGA02CP505 | PRODUCTION |  |  | BSPG-V
00EGA02CP506QP | Pressure Gauge | 00EGA02CP506 | PRODUCTION |  |  | BSPG-V
00EGA02CP507QP | Pressure Gauge | 00EGA02CP507 | PRODUCTION |  |  | BSPG-V
00EGA02CP508QP | Pressure Gauge | 00EGA02CP508 | PRODUCTION |  |  | BSPG-V
00EGB04CP201-F01 | Pressure switch | 00EGB04CP201 | PRODUCTION |  |  | IDMSB-S
00EGB04CP202-F01 | Pressure switch | 00EGB04CP202 | PRODUCTION |  |  | IDMSB-S
00EGB04CP503QP | Pressure Gauge | 00EGB04CP503 | PRODUCTION |  |  | BSPG-V
00EGB04CP504QP | Pressure Gauge | 00EGB04CP504 | PRODUCTION |  |  | BSPG-V
00EGC05CP505QP | Pressure Gauge | 00EGC05CP505 | PRODUCTION |  |  | BSPG-V
00EGC05CP506QP | Pressure Gauge | 00EGC05CP506 | PRODUCTION |  |  | BSPG-V
00EGE10CL203-F01 | Level Switch | 00EGE10CL203 | PRODUCTION |  |  | TMLS-3000
00EGE10CL204-F01 | Level switch | 00EGE10CL204 | PRODUCTION |  |  | TMLS-3000
00EGE10CP507QP | Pressure Gauge | 00EGE10CP507 | PRODUCTION |  |  | BSPG-V
00EGF13CL204-F01 | Level Switch | 00EGF13CL204 | PRODUCTION |  |  | TMLS-3000
00EGF13CP508QP | Pressure Gauge | 00EGF13CP508 | PRODUCTION |  |  | BSPG-V
00GAA02CP202-F01 | Differential Pressure Switch | 00GAA02CP202 | PRODUCTION
00GAA03CP203-F01 | Differential Pressure Switch | 00GAA03CP203 | PRODUCTION
00GDN59CP501QP | Pressure Gauge | 00GDN59CP501 | PRODUCTION |  |  | BSPG-V-100-S4S-S6S-S6S- S4S-T15NTM-(0-6)-KSC-BSN- CSU-SDF-S4
00GDN59CP502QP | Pressure Gauge | 00GDN59CP502 | PRODUCTION |  |  | BSPG-V-100-S4S-S6S-S6S- S4S-T15NTM-(0-6)-KSC-BSN- CSU-SDF-S4
00GDN59CP503QP | Pressure Gauge | 00GDN59CP503 | PRODUCTION |  |  | BSPG-V-100-S4S-S6S-S6S- S4S-T15NTM-(0-6)-KSC-BSN- CSU-SDF-S4
00GDN59CP504QP | Pressure Gauge | 00GDN59CP504 | PRODUCTION |  |  | BSPG-V-100-S4S-S6S-S6S- S4S-T15NTM-(0-6)-KSC-BSN- CSU-SDF-S4
00GDN59CP505QP | Pressure Gauge | 00GDN59CP505 | PRODUCTION |  |  | BSPG-V-100-S4S-S6S-S6S- S4S-T15NTM-(0-6)-KSC-BSN- CSU-SDF-S4
00GDN59CP506QP | Pressure Gauge | 00GDN59CP506 | PRODUCTION |  |  | BSPG-V-100-S4S-S6S-S6S- S4S-T15NTM-(0-6)-KSC-BSN- CSU-SDF-S4
00GDN59CP507QP | Pressure Gauge | 00GDN59CP507 | PRODUCTION |  |  | BSPG-V-100-S4S-S6S-S6S- S4S-T15NTM-(0-6)-KSC-BSN- CSU-SDF-S4
00GDN59CP508QP | Pressure Gauge | 00GDN59CP508 | PRODUCTION |  |  | BSPG-V-100-S4S-S6S-S6S- S4S-T15NTM-(0-6)-KSC-BSN- CSU-SDF-S4
00GDN59CP509QP | Pressure Gauge | 00GDN59CP509 | PRODUCTION |  |  | BSPG-V-100-S4S-S6S-S6S- S4S-T15NTM-(0-6)-KSC-BSN- CSU-SDF-S4
00GDN59CP510QP | Pressure Gauge | 00GDN59CP510 | PRODUCTION |  |  | BSPG-V-100-S4S-S6S-S6S- S4S-T15NTM-(0-6)-KSC-BSN- CSU-SDF-S4
00GDN59CP511QP | Pressure Gauge | 00GDN59CP511 | PRODUCTION |  |  | BSPG-V-100-S4S-S6S-S6S- S4S-T15NTM-(0-6)-KSC-BSN- CSU-SDF-S4
00GDN59CP512QP | Pressure Gauge | 00GDN59CP512 | PRODUCTION |  |  | BSPG-V-100-S4S-S6S-S6S- S4S-T15NTM-(0-6)-KSC-BSN- CSU-SDF-S4
00GHC04CP501QP | Differential Pressure Gauge- Bourdon type | 00GHC04CP501 | PRODUCTION |  |  | IDMSB-S
00GHC06CP501QP | Differential Pressure Gauge- Bourdon type | 00GHC06CP501 | PRODUCTION |  |  | IDMSB-S
00GHC08CP501QP | Differential Pressure Gauge- Bourdon type | 00GHC08CP501 | PRODUCTION |  |  | IDMSB-S
00GHC16CP501QP | Differential Pressure Gauge- Bourdon type | 00GHC16CP501 | PRODUCTION |  |  | IDMSB-S
00GHE01CP503QP | Differential Pressure Gauge- Bourdon type | 00GHE01CP503 | PRODUCTION |  |  | IDMSB-S
00GHE02CP503QP | Differential Pressure Gauge- Bourdon type | 00GHE02CP503 | PRODUCTION |  |  | IDMSB-S
10LAB20CP201-F01 | Differential Pressure Switch | 10LAB20CP201 | PRODUCTION |  |  | IDPS
20LAB20CP201-F01 | Differential Pressure Switch | 20LAB20CP201 | PRODUCTION |  |  | IDPS
10LAB30CP202-F01 | Differential Pressure Switch | 10LAB30CP202 | PRODUCTION |  |  | IDPS
20LAB30CP202-F01 | Differential Pressure Switch | 20LAB30CP202 | PRODUCTION |  |  | IDPS
10LCA10CP201-F01 | Differential Pressure Switch | 10LCA10CP201 | PRODUCTION |  |  | IDPS
20LCA10CP201-F01 | Differential Pressure Switch | 20LCA10CP201 | PRODUCTION |  |  | IDPS
10LCA20CP201-F01 | Differential Pressure Switch | 10LCA20CP201 | PRODUCTION |  |  | IDPS
20LCA20CP201-F01 | Differential Pressure Switch | 20LCA20CP201 | PRODUCTION |  |  | IDPS
10LCA30CP201-F01 | Differential Pressure Switch | 10LCA30CP201 | PRODUCTION |  |  | IDPS
20LCA30CP201-F01 | Differential Pressure Switch | 20LCA30CP201 | PRODUCTION |  |  | IDPS
10MAV30CP201-F01 | Differential Pressure Switch | 10MAV30CP201 | PRODUCTION
20MAV30CP201-F01 | Differential Pressure Switch | 20MAV30CP201 | PRODUCTION
10PAD01CP501QP | Differential Pressure Gauge- Bourdon type | 10PAD01CP501 | PRODUCTION |  |  | IDMSB-S
20PAD01CP501QP | Differential Pressure Gauge- Bourdon type | 20PAD01CP501 | PRODUCTION |  |  | IDMSB-S
10PAD02CP501QP | Differential Pressure Gauge- Bourdon type | 10PAD02CP501 | PRODUCTION |  |  | IDMSB-S
20PAD02CP501QP | Differential Pressure Gauge- Bourdon type | 20PAD02CP501 | PRODUCTION |  |  | IDMSB-S
00PCB01CP501QP | Differential Pressure Gauge- Bourdon type | 00PCB01CP501 | PRODUCTION |  |  | IDMSB-S
10PCB01CP501QP | Differential Pressure Gauge- Bourdon type | 10PCB01CP501 | PRODUCTION |  |  | IDMSB-S
20PCB01CP501QP | Differential Pressure Gauge- Bourdon type | 20PCB01CP501 | PRODUCTION |  |  | IDMSB-S
10PGA37CP206-F01 | Differential Pressure Switch | 10PGA37CP206 | PRODUCTION |  |  | IDPS
20PGA37CP206-F01 | Differential Pressure Switch | 20PGA37CP206 | PRODUCTION |  |  | IDPS
10PGA38CP206-F01 | Differential Pressure Switch | 10PGA38CP206 | PRODUCTION |  |  | IDPS
20PGA38CP206-F01 | Differential Pressure Switch | 20PGA38CP206 | PRODUCTION |  |  | IDPS
10PGA38CP207-F01 | Differential Pressure Switch | 10PGA38CP207 | PRODUCTION
20PGA38CP207-F01 | Differential Pressure Switch | 20PGA38CP207 | PRODUCTION
10QCC10CP501QP | Pressure Gauge | 10QCC10CP501 | PRODUCTION |  |  | BOURDON | SS304
10QCC10CP502QP | Pressure Gauge | 10QCC10CP502 | PRODUCTION |  |  | BOURDON | SS304
10QCD10CP503QP | Pressure Gauge | 10QCD10CP503 | PRODUCTION |  |  | BOURDON | SS304
10QCD10CP504QP | Pressure Gauge | 10QCD10CP504 | PRODUCTION |  |  | BOURDON | SS304
10LAA10CT001QB | Temperature transmitter | 10LAA10CT001 | PRODUCTION
10LAA10CT001-U01 | Temperature transmitter | 10LAA10CT001 | PRODUCTION
20LAA10CT001QB | Temperature transmitter | 20LAA10CT001 | PRODUCTION
20LAA10CT001-U01 | Resistance Temperature Detector with Head mounted transmitter (Pt100) | 20LAA10CT001 | PRODUCTION
10LAB10CT001QB | Resistance Temperature Detector with Head mounted transmitter | 10LAB10CT001 | PRODUCTION
10LAB10CT001-U01 | Resistance Temperature Detector with Head mounted transmitter | 10LAB10CT001 | PRODUCTION
20LAB10CT001QB | Resistance Temperature Detector with Head mounted transmitter | 20LAB10CT001 | PRODUCTION
20LAB10CT001-U01 | Resistance Temperature Detector with Head mounted transmitter | 20LAB10CT001 | PRODUCTION
10LAB60CT002QB | Resistance Temperature Detector with Head mounted transmitter | 10LAB60CT002 | PRODUCTION
10LAB60CT002-U01 | Resistance Temperature Detector with Head mounted transmitter | 10LAB60CT002 | PRODUCTION
20LAB60CT002QB | Resistance Temperature Detector with Head mounted transmitter | 20LAB60CT002 | PRODUCTION
20LAB60CT002-U01 | Resistance Temperature Detector with Head mounted transmitter | 20LAB60CT002 | PRODUCTION
10LAB60CT003QB | Resistance Temperature Detector with Head mounted transmitter | 10LAB60CT003 | PRODUCTION
10LAB60CT003-U01 | Resistance Temperature Detector with Head mounted transmitter | 10LAB60CT003 | PRODUCTION
20LAB60CT003QB | Resistance Temperature Detector with Head mounted transmitter | 20LAB60CT003 | PRODUCTION
20LAB60CT003-U01 | Resistance Temperature Detector with Head mounted transmitter | 20LAB60CT003 | PRODUCTION
10LBF60CT001QB | Resistance Temperature Detector with Head mounted transmitter | 10LBF60CT001 | PRODUCTION
10LBF60CT001-U01 | Resistance Temperature Detector with Head mounted transmitter | 10LBF60CT001 | PRODUCTION
20LBF60CT001QB | Resistance Temperature Detector with Head mounted transmitter | 20LBF60CT001 | PRODUCTION
20LBF60CT001-U01 | Resistance Temperature Detector with Head mounted transmitter | 20LBF60CT001 | PRODUCTION
10LBH10CT001QB | Resistance Temperature Detector with Head mounted transmitter | 10LBH10CT001 | PRODUCTION
10LBH10CT001-U01 | Resistance Temperature Detector with Head mounted transmitter | 10LBH10CT001 | PRODUCTION
10HDB20AA401KA | Safety valve | 10HDB20AA401 | PRODUCTION |  |  | 812 sGK
20LBH10CT001QB | Resistance Temperature Detector with Head mounted transmitter | 20LBH10CT001 | PRODUCTION
20LBH10CT001-U01 | Resistance Temperature Detector with Head mounted transmitter | 20LBH10CT001 | PRODUCTION
10LBS10CT001QB | Resistance Temperature Detector with Head mounted transmitter | 10LBS10CT001 | PRODUCTION
10LBS10CT001-U01 | Resistance Temperature Detector with Head mounted transmitter | 10LBS10CT001 | PRODUCTION
20LBS10CT001QB | Resistance Temperature Detector with Head mounted transmitter | 20LBS10CT001 | PRODUCTION
20LBS10CT001-U01 | Resistance Temperature Detector with Head mounted transmitter | 20LBS10CT001 | PRODUCTION
10LBS30CT001QB | Resistance Temperature Detector with Head mounted transmitter (Pt100) | 10LBS30CT001 | PRODUCTION
10LBS30CT001-U01 | Temperature transmitter | 10LBS30CT001 | PRODUCTION
20LBS30CT001QB | Resistance Temperature Detector with Head mounted transmitter (Pt100) | 20LBS30CT001 | PRODUCTION
20LBS30CT001-U01 | Resistance Temperature Detector with Head mounted transmitter (Pt100) | 20LBS30CT001 | PRODUCTION
10LCA40CT002QB | Resistance Temperature Detector with Head mounted transmitter (Pt100) | 10LCA40CT002 | PRODUCTION
10LCA40CT002-U01 | Temperature transmitter | 10LCA40CT002 | PRODUCTION
20LCA40CT002QB | Resistance Temperature Detector with Head mounted transmitter (Pt100) | 20LCA40CT002 | PRODUCTION
20LCA40CT002-U01 | Resistance Temperature Detector with Head mounted transmitter (Pt100) | 20LCA40CT002 | PRODUCTION
10LCA40CT004QB | Resistance Temperature Detector with Head mounted transmitter | 10LCA40CT004 | PRODUCTION
10LCA40CT004-U01 | Resistance Temperature Detector with Head mounted transmitter | 10LCA40CT004 | PRODUCTION
20LCA40CT004QB | Resistance Temperature Detector with Head mounted transmitter | 20LCA40CT004 | PRODUCTION
20LCA40CT004-U01 | Resistance Temperature Detector with Head mounted transmitter | 20LCA40CT004 | PRODUCTION
10LCA40CT010QB | Resistance Temperature Detector with Head mounted transmitter (Pt100) | 10LCA40CT010 | PRODUCTION
10LCA40CT010-U01 | Temperature transmitter | 10LCA40CT010 | PRODUCTION
20LCA40CT010QB | Resistance Temperature Detector with Head mounted transmitter (Pt100) | 20LCA40CT010 | PRODUCTION
20LCA40CT010-U01 | Resistance Temperature Detector with Head mounted transmitter (Pt100) | 20LCA40CT010 | PRODUCTION
10LCH10CT001QB | Resistance Temperature Detector with Head mounted transmitter | 10LCH10CT001 | PRODUCTION
10LCH10CT001-U01 | Resistance Temperature Detector with Head mounted transmitter | 10LCH10CT001 | PRODUCTION
20LCH10CT001QB | Resistance Temperature Detector with Head mounted transmitter | 20LCH10CT001 | PRODUCTION
20LCH10CT001-U01 | Resistance Temperature Detector with Head mounted transmitter | 20LCH10CT001 | PRODUCTION
10LCH20CT001QB | Resistance Temperature Detector with Head mounted transmitter | 10LCH20CT001 | PRODUCTION
10LCH20CT001-U01 | Resistance Temperature Detector with Head mounted transmitter | 10LCH20CT001 | PRODUCTION
20LCH20CT001QB | Resistance Temperature Detector with Head mounted transmitter | 20LCH20CT001 | PRODUCTION
20LCH20CT001-U01 | Resistance Temperature Detector with Head mounted transmitter | 20LCH20CT001 | PRODUCTION
10LCJ10CT001QB | Resistance Temperature Detector with Head mounted transmitter | 10LCJ10CT001 | PRODUCTION
10LCJ10CT001-U01 | Resistance Temperature Detector with Head mounted transmitter | 10LCJ10CT001 | PRODUCTION
20LCJ10CT001QB | Resistance Temperature Detector with Head mounted transmitter | 20LCJ10CT001 | PRODUCTION
20LCJ10CT001-U01 | Resistance Temperature Detector with Head mounted transmitter | 20LCJ10CT001 | PRODUCTION
10LCJ20CT001QB | Resistance Temperature Detector with Head mounted transmitter | 10LCJ20CT001 | PRODUCTION
10LCJ20CT001-U01 | Resistance Temperature Detector with Head mounted transmitter | 10LCJ20CT001 | PRODUCTION
20LCJ20CT001QB | Resistance Temperature Detector with Head mounted transmitter | 20LCJ20CT001 | PRODUCTION
20LCJ20CT001-U01 | Resistance Temperature Detector with Head mounted transmitter | 20LCJ20CT001 | PRODUCTION
10MAB10CT010QB | Resistance Temperature Detector with Head mounted transmitter | 10MAB10CT010 | PRODUCTION
10MAB10CT010-U01 | Resistance Temperature Detector with Head mounted transmitter | 10MAB10CT010 | PRODUCTION
20MAB10CT010QB | Resistance Temperature Detector with Head mounted transmitter | 20MAB10CT010 | PRODUCTION
20MAB10CT010-U01 | Resistance Temperature Detector with Head mounted transmitter | 20MAB10CT010 | PRODUCTION
10MAB10CT011QB | Resistance Temperature Detector with Head mounted transmitter | 10MAB10CT011 | PRODUCTION
10MAB10CT011-U01 | Resistance Temperature Detector with Head mounted transmitter | 10MAB10CT011 | PRODUCTION
20MAB10CT011QB | Resistance Temperature Detector with Head mounted transmitter | 20MAB10CT011 | PRODUCTION
20MAB10CT011-U01 | Resistance Temperature Detector with Head mounted transmitter | 20MAB10CT011 | PRODUCTION
10MAB10CT012QB | Resistance Temperature Detector with Head mounted transmitter | 10MAB10CT012 | PRODUCTION
10MAB10CT012-U01 | Resistance Temperature Detector with Head mounted transmitter | 10MAB10CT012 | PRODUCTION
20MAB10CT012QB | Resistance Temperature Detector with Head mounted transmitter | 20MAB10CT012 | PRODUCTION
20MAB10CT012-U01 | Resistance Temperature Detector with Head mounted transmitter | 20MAB10CT012 | PRODUCTION
10MAB10CT013QB | Resistance Temperature Detector with Head mounted transmitter | 10MAB10CT013 | PRODUCTION |  |  | 6DR5111-0NN01-0AA-0
10MAB10CT013-U01 | Resistance Temperature Detector with Head mounted transmitter | 10MAB10CT013 | PRODUCTION |  |  | 6DR5111-0NN01-0AA-0
20MAB10CT013QB | Resistance Temperature Detector with Head mounted transmitter | 20MAB10CT013 | PRODUCTION |  |  | 6DR5111-0NN01-0AA-0
20MAB10CT013-U01 | Resistance Temperature Detector with Head mounted transmitter | 20MAB10CT013 | PRODUCTION |  |  | 6DR5111-0NN01-0AA-0
10MAW10CT010QB | Resistance Temperature Detector with Head mounted transmitter | 10MAW10CT010 | PRODUCTION
10MAW10CT010-U01 | Resistance Temperature Detector with Head mounted transmitter | 10MAW10CT010 | PRODUCTION
20MAW10CT010QB | Resistance Temperature Detector with Head mounted transmitter | 20MAW10CT010 | PRODUCTION
20MAW10CT010-U01 | Resistance Temperature Detector with Head mounted transmitter | 20MAW10CT010 | PRODUCTION
10PGA20CT002QB | Resistance Temperature Detector with Head mounted transmitter | 10PGA20CT002 | PRODUCTION |  |  | 6DR5111-0NN01-0AA-0
10PGA30CT001QB | Resistance Temperature Detector with Head mounted transmitter | 10PGA30CT001 | PRODUCTION |  |  | JLSL1
10PGA20CT002-U01 | Resistance Temperature Detector with Head mounted transmitter | 10PGA20CT002 | PRODUCTION |  |  | 6DR5111-0NN01-0AA-0
20PGA20CT002QB | Resistance Temperature Detector with Head mounted transmitter | 20PGA20CT002 | PRODUCTION |  |  | 6DR5111-0NN01-0AA-0
20PGA20CT002-U01 | Resistance Temperature Detector with Head mounted transmitter | 20PGA20CT002 | PRODUCTION |  |  | 6DR5111-0NN01-0AA-0
10PGA30CT001-U01 | Resistance Temperature Detector with Head mounted transmitter | 10PGA30CT001 | PRODUCTION |  |  | JLSL1
20PGA30CT001QB | Resistance Temperature Detector with Head mounted transmitter | 20PGA30CT001 | PRODUCTION |  |  | JLSL1
20PGA30CT001-U01 | Resistance Temperature Detector with Head mounted transmitter | 20PGA30CT001 | PRODUCTION |  |  | JLSL1
10PGA39CT001QB | Resistance Temperature Detector with Head mounted transmitter | 10PGA39CT001 | PRODUCTION |  |  | BSPG - V
10PGA39CT001-U01 | Resistance Temperature Detector with Head mounted transmitter | 10PGA39CT001 | PRODUCTION |  |  | BSPG - V
20PGA39CT001QB | Resistance Temperature Detector with Head mounted transmitter | 20PGA39CT001 | PRODUCTION |  |  | BSPG - V
20PGA39CT001-U01 | Resistance Temperature Detector with Head mounted transmitter | 20PGA39CT001 | PRODUCTION |  |  | BSPG - V
10PGA60CT001QB | Resistance Temperature Detector with Head mounted transmitter | 10PGA60CT001 | PRODUCTION |  |  | JLSL1
10PGA60CT001-U01 | Resistance Temperature Detector with Head mounted transmitter | 10PGA60CT001 | PRODUCTION |  |  | JLSL1
20PGA60CT001QB | Resistance Temperature Detector with Head mounted transmitter | 20PGA60CT001 | PRODUCTION |  |  | JLSL1
20PGA60CT001-U01 | Resistance Temperature Detector with Head mounted transmitter | 20PGA60CT001 | PRODUCTION |  |  | JLSL1
10PGA70CT001QB | Resistance Temperature Detector with Head mounted transmitter | 10PGA70CT001 | PRODUCTION
10PGA70CT001-U01 | Resistance Temperature Detector with Head mounted transmitter | 10PGA70CT001 | PRODUCTION
20PGA70CT001QB | Resistance Temperature Detector with Head mounted transmitter | 20PGA70CT001 | PRODUCTION
20PGA70CT001-U01 | Resistance Temperature Detector with Head mounted transmitter | 20PGA70CT001 | PRODUCTION
10PGA80CT002QB | Resistance Temperature Detector with Head mounted transmitter | 10PGA80CT002 | PRODUCTION |  |  | 30301-2.2-2R-24VDC-16
10PGA80CT002-U01 | Resistance Temperature Detector with Head mounted transmitter | 10PGA80CT002 | PRODUCTION |  |  | 30301-2.2-2R-24VDC-16
20PGA80CT002QB | Resistance Temperature Detector with Head mounted transmitter | 20PGA80CT002 | PRODUCTION |  |  | 30301-2.2-2R-24VDC-16
20PGA80CT002-U01 | Resistance Temperature Detector with Head mounted transmitter | 20PGA80CT002 | PRODUCTION |  |  | 30301-2.2-2R-24VDC-16
10LBQ10CT001QB | Thermocouple With Field mounted Transmitter (type-K) | 10LBQ10CT001 | PRODUCTION
10LBQ10CT001-U01 | Thermocouple With Field mounted Transmitter (type-K) | 10LBQ10CT001 | PRODUCTION
20LBQ10CT001QB | Thermocouple With Field mounted Transmitter (type-K) | 20LBQ10CT001 | PRODUCTION
20LBQ10CT001-U01 | Thermocouple With Field mounted Transmitter (type-K) | 20LBQ10CT001 | PRODUCTION
00SGA01CF601QB | Flow Meter | 00SGA01CF601 | PRODUCTION |  |  | DP SERIES./8"-2500-F
20HDB20AA401KA | Safety valve (Pneumatic bottom ash conveyor) | 20HDB20AA401 | PRODUCTION |  |  | 812 sGK
10HDC32AA401KA | Safety valve | 10HDC32AA401 | PRODUCTION |  |  | 812 sGK
20HDC32AA401KA | Safety valve (2nd and 3rd pass ash pneumatic conveyor) | 20HDC32AA401 | PRODUCTION |  |  | 812 sGK
10HTP22AA401KA | Safety valve | 10HTP22AA401 | PRODUCTION |  |  | 812 sGK
20HTP22AA401KA | Safety valve ( Bag filter ash pneumatic conveyor 5 M) | 20HTP22AA401 | PRODUCTION |  |  | 812 sGK
10GAC43AP001KP | Service water dosing pump, Membrane | 10GAC43AP001 | PRODUCTION |  | 95753382 | DMH1150-10 | PVC
10GAC43AP001-M01 | Cooling water dosing pump - Motor | 10GAC43AP001 | PRODUCTION |  | DIPL:CPV01-0055-1372-1399,A-B | DMH1150 | Carbon steel
20GAC43AP001KP | Service water dosing pump, Membrane | 20GAC43AP001 | PRODUCTION |  | 95753382 | DMH1150-10 | PVC
20GAC43AP001-M01 | Cooling water dosing pump - Motor | 20GAC43AP001 | PRODUCTION |  | DIPL:CPV01-0055-1372-1399,A-B | DMH1150 | Carbon steel
10GAC43CT101-F01 | Temperature switch | 10GAC43CT101 | PRODUCTION |  |  | PTC sensor
20GAC43CT101-F01 | Temperature switch | 20GAC43CT101 | PRODUCTION |  |  | PTC sensor
10GAC45AA401KA | Safety valve | 10GAC45AA401 | PRODUCTION |  |  | 96295895
20GAC45AA401KA | Safety valve | 20GAC45AA401 | PRODUCTION |  |  | 96295895
00HTQ31AP001KP | Booster pump 1 | 00HTQ31AP001 | PRODUCTION |  | 96500518 | CR20-17 A-F-A-E-HQQE | ASTM A48-25B
00HTQ41AP001KP | Booster pump 2 | 00HTQ41AP001 | PRODUCTION |  | 96500518 | CR20-17 A-F-A-E-HQQE | ASTM A48-25B
00BLJ41-A | 0.75 kW Starter PanelvFor Peat Sampling | 00BLJ41 | PRODUCTION
10HAN10BB001KD | Blow-down tank | 10HAN10BB001 | PRODUCTION |  |  | Andritz design
20HAN10BB001KD | Blow-down tank | 20HAN10BB001 | PRODUCTION |  |  | Andritz design
10HAN90BB001KD | Continuous blow-down tank | 10HAN90BB001 | PRODUCTION |  |  | Andritz design
20HAN90BB001KD | Continuous blow-down tank | 20HAN90BB001 | PRODUCTION |  |  | Andritz design
10HDC50BB001KD | Fly ash silo | 10HDC50BB001 | PRODUCTION |  |  | D=6.5m, H=16m, V=400m³
20HDC50BB001KD | Fly ash silo | 20HDC50BB001 | PRODUCTION |  |  | D=6.5m, H=16m, V=400m³
10LCN10BB001KD | Condensate tank | 10LCN10BB001 | PRODUCTION |  |  | Andritz design
20LCN10BB001KD | Condensate Tank | 20LCN10BB001 | PRODUCTION |  |  | Andritz design
00GBC59CP201QP | Pressure Gauge | 00GBC59CP201 | PRODUCTION |  |  | 04PISSSS2?MEC?C
00GBC59CP202QP | Pressure Gauge | 00GBC59CP202 | PRODUCTION |  |  | 04PISSSS2?MEC?C
00GBC59CP501QP | Pressure Gauge | 00GBC59CP501 | PRODUCTION |  |  | 04PUSSSS2 - SNS16-01MF - 2MS16-01FF | SS304
00GBC59CP502QP | Pressure Gauge | 00GBC59CP502 | PRODUCTION |  |  | 04PISSSS2 - SNS16-01MF - 2MS16-01FF | SS304
00GBC59CT501QP | Temperature Gauge | 00GBC59CT501 | PRODUCTION |  |  | 04?BR?2?S?0?S?2
00GBN06CP501QP | Pressure Gauge | 00GBN06CP501 | PRODUCTION |  |  | 04SISSSS2/1 - SNS16-I - 2MS16-01FF | SS316
00GBN07CP501QP | Pressure Gauge | 00GBN07CP501 | PRODUCTION |  |  | 04SISSSS2/1 - SNS16-I - 2MS16-01FF | SS316
00GBN59CP501QP | Pressure Gauge | 00GBN59CP501 | PRODUCTION |  |  | 04SISSSS2/1 - SNS16-I - 2MS16-01FF | SS304
00GBN59CP502QP | Pressure Gauge | 00GBN59CP502 | PRODUCTION |  |  | 04SISSSS2/1 - SNS16-I - 2MS16-01FF | SS304
00GBN59CP504QP | Pressure Gauge | 00GBN59CP504 | PRODUCTION |  |  | 04SISSSS2/1 - SNS16-I - 2MS16-01FF | SS304
00GBN59CP505QP | Pressure Gauge | 00GBN59CP505 | PRODUCTION |  |  | 04SISSSS2/1 - SNS16-I - 2MS16-01FF | SS304
00GBN59CP507QP | Pressure Gauge | 00GBN59CP507 | PRODUCTION |  |  | 04SISSSS2/1 - SNS16-I - 2MS16-01FF | SS304
00GBN59CP508QP | Pressure Gauge | 00GBN59CP508 | PRODUCTION |  |  | 04SISSSS2/1 - SNS16-I - 2MS16-01FF | SS304
00GBN59CP510QP | Pressure Gauge | 00GBN59CP510 | PRODUCTION |  |  | 04SISSSS2/1 - SNS16-I - 2MS16-01FF | SS304
00GBN59CP511QP | Pressure Gauge | 00GBN59CP511 | PRODUCTION |  |  | 04SISSSS2/1 - SNS16-I - 2MS16-01FF | SS304
00GBS59CP501QP | Pressure Gauge | 00GBS59CP501 | PRODUCTION |  |  | 04SISSSS2/7 - FRS16-11 - SNS16-I | SS304
00GBS59CP502QP | Pressure Gauge | 00GBS59CP502 | PRODUCTION |  |  | 04SISSSS2/7 - FRS16-11 - SNS16-I | SS304
00GCB59CP501QP | Pressure Gauge | 00GCB59CP501 | PRODUCTION |  |  | 04PUSSSS2 - 2MS16-01FF | SS304
00GCB59CP502QP | Pressure Gauge | 00GCB59CP502 | PRODUCTION |  |  | 04PUSSSS2 - 2MS16-01FF | SS304
00GCB59CP503QP | Pressure Gauge | 00GCB59CP503 | PRODUCTION |  |  | 04PUSSSS2 - 2MS16-01FF | SS304
00GCB59CP504QP | Pressure Gauge | 00GCB59CP504 | PRODUCTION |  |  | 04PUSSSS2 - 2MS16-01FF | SS304
00GCB59CP505QP | Pressure Gauge | 00GCB59CP505 | PRODUCTION |  |  | 04PUSSSS2 - 2MS16-01FF | SS304
00GCB59CP506QP | Pressure Gauge | 00GCB59CP506 | PRODUCTION |  |  | 04PUSSSS2 - 2MS16-01FF | SS304
00GCB59CP507QP | Pressure Gauge | 00GCB59CP507 | PRODUCTION |  |  | 04PUSSSS2 - 2MS16-01FF | SS304
00GCB59CP508QP | Pressure Gauge | 00GCB59CP508 | PRODUCTION |  |  | 04PUSSSS2 - 2MS16-01FF | SS304
00GCC59CP501QP | Pressure Gauge | 00GCC59CP501 | PRODUCTION |  |  | 04PUSSSS2 - SNS16-01MF - 2MS16-01FF | SS304
00GCC59CP502QP | Pressure Gauge | 00GCC59CP502 | PRODUCTION |  |  | 04PUSSSS2 - SNS16-01MF - 2MS16-01FF | SS304
00GCC59CP503QP | Pressure Gauge | 00GCC59CP503 | PRODUCTION |  |  | 04DPSSSS2 - SNS16-01MF - 2MS16-01FF | SS304
00GCC59CP504QP | Pressure Gauge | 00GCC59CP504 | PRODUCTION |  |  | 04DPSSSS2 - SNS16-01MF - 2MS16-01FF | SS304
00GCF59CP501QP | Pressure Gauge | 00GCF59CP501 | PRODUCTION |  |  | 04SISSSS2/1 - 2MS16-01FF | SS304
00GCF59CP502QP | Pressure Gauge | 00GCF59CP502 | PRODUCTION |  |  | 04SISSSS2/1 - 2MS16-01FF | SS304
00GCF59CP503QP | Pressure Gauge | 00GCF59CP503 | PRODUCTION |  |  | 04SISSSS2/1 - 2MS16-01FF | SS304
00GCF59CP504QP | Pressure Gauge | 00GCF59CP504 | PRODUCTION |  |  | 04SISSSS2/1 - 2MS16-01FF | SS304
00GCF59CP505QP | Pressure Gauge | 00GCF59CP505 | PRODUCTION |  |  | 04PUSSSS2 - SNS16-01MF - 2MS16-01FF | SS304
00GCF59CP506QP | Pressure Gauge | 00GCF59CP506 | PRODUCTION |  |  | 04PUSSSS2 - SNS16-01MF - 2MS16-01FF | SS304
00GCF59CP507QP | Pressure Gauge | 00GCF59CP507 | PRODUCTION |  |  | 04SISSSS2/1 - 2MS16-01FF | SS304
00GCF59CP508QP | Pressure Gauge | 00GCF59CP508 | PRODUCTION |  |  | 04SISSSS2/1 - 2MS16-01FF | SS304
00GCF59CP509QP | Pressure Gauge | 00GCF59CP509 | PRODUCTION |  |  | 04SISSSS2/1 - 2MS16-01FF | SS304
00GCF59CP510QP | Pressure Gauge | 00GCF59CP510 | PRODUCTION |  |  | 04SISSSS2/1 - 2MS16-01FF | SS304
00GCF59CP511QP | Pressure Gauge | 00GCF59CP511 | PRODUCTION |  |  | 04SISSSS2/1 - 2MS16-01FF | SS304
00GCF59CP512QP | Pressure Gauge | 00GCF59CP512 | PRODUCTION |  |  | 04SISSSS2/1 - 2MS16-01FF | SS304
00GCF59CP513QP | Pressure Gauge | 00GCF59CP513 | PRODUCTION |  |  | 04SISSSS2/1 - 2MS16-01FF | SS304
00GCF59CP514QP | Pressure Gauge | 00GCF59CP514 | PRODUCTION |  |  | 04SISSSS2/1 - 2MS16-01FF | SS304
00GCF59CP515QP | Pressure Gauge | 00GCF59CP515 | PRODUCTION |  |  | 04PUSSSS2 - SNS16-01MF - 2MS16-01FF | SS304
00GCF59CP516QP | Pressure Gauge | 00GCF59CP516 | PRODUCTION |  |  | 04PUSSSS2 - SNS16-01MF - 2MS16-01FF | SS304
00GCN59CP501QP | Pressure Gauge | 00GCN59CP501 | PRODUCTION |  |  | 04SISSSS2/1 - 2MS16-01FF | SS304
00GCN59CP502QP | Pressure Gauge | 00GCN59CP502 | PRODUCTION |  |  | 04SISSSS2/1 - 2MS16-01FF | SS304
00GCN59CP503QP | Pressure Gauge | 00GCN59CP503 | PRODUCTION |  |  | 04SISSSS2/1 - SNS16-I - 2MS16-01FF | SS304
00GCN59CP504QP | Pressure Gauge | 00GCN59CP504 | PRODUCTION |  |  | 04SISSSS2/1 - SNS16-I - 2MS16-01FF | SS304
00GCN59CP505QP | Pressure Gauge | 00GCN59CP505 | PRODUCTION |  |  | 04SISSSS2/1 - SNS16-I - 2MS16-01FF | SS304
00GCN59CP506QP | Pressure Gauge | 00GCN59CP506 | PRODUCTION |  |  | 04SISSSS2/1 - SNS16-I - 2MS16-01FF | SS304
00GCR59CP501QP | Pressure Gauge | 00GCR59CP501 | PRODUCTION |  |  | 04SISSSS2/1 - SNS16-I - 2MS16-01FF | SS304
00GCR59CP502QP | Pressure Gauge | 00GCR59CP502 | PRODUCTION |  |  | 04SISSSS2/1 - SNS16-I - 2MS16-01FF | SS304
00GMA59CP501QP | Pressure Gauge | 00GMA59CP501 | PRODUCTION |  |  | 04SISSSS2/1 - SNS16-I - 2MS16-01FF | SS304
00GMA59CP502QP | Pressure Gauge | 00GMA59CP502 | PRODUCTION |  |  | 04SISSSS2/1 - SNS16-I - 2MS16-01FF | SS304
00GMA59CP503QP | Pressure Gauge | 00GMA59CP503 | PRODUCTION |  |  | 04PUSSSS2 - SNS16-01MF - 2MS16-01FF | SS304
00GMA59CP504QP | Pressure Gauge | 00GMA59CP504 | PRODUCTION |  |  | 04PUSSSS2 - SNS16-01MF - 2MS16-01FF | SS304
00GMB59CP501QP | Pressure Gauge | 00GMB59CP501 | PRODUCTION |  |  | 04PUSSSS2 - 2MS16-01FF | SS304
00GMB59CP502QP | Pressure Gauge | 00GMB59CP502 | PRODUCTION |  |  | 04PUSSSS2 - 2MS16-01FF | SS304
00GMB59CP503QP | Pressure Gauge | 00GMB59CP503 | PRODUCTION |  |  | 04PUSSSS2 - 2MS16-01FF | SS304
00GMB59CP504QP | Pressure Gauge | 00GMB59CP504 | PRODUCTION |  |  | 04PUSSSS2 - 2MS16-01FF | SS304
00GMB59CP505QP | Pressure Gauge | 00GMB59CP505 | PRODUCTION |  |  | 04SISSSS2/1 - SNS16-I - 2MS16-01FF | SS304
00GMB59CP506QP | Pressure Gauge | 00GMB59CP506 | PRODUCTION |  |  | 04SISSSS2/1 - SNS16-I - 2MS16-01FF | SS304
00GMC59CP501QP | Pressure Gauge | 00GMC59CP501 | PRODUCTION |  |  | 04PUSSSS2 - SNS16-01MF - 2MS16-01FF | SS304
00GMC59CP502QP | Pressure Gauge | 00GMC59CP502 | PRODUCTION |  |  | 04PUSSSS2 - SNS16-01MF - 2MS16-01FF | SS304
00GTB59CP101QP | Pressure gauge | 00GTB59CP101 | PRODUCTION |  |  | 04BR2S0S2 | DIAL - SS316
00GTB59CP501QP | Pressure Gauge | 00GTB59CP501 | PRODUCTION |  |  | 04SISSSS2 ? SNS16?I / DIAPHRAGM TYPE PRESSURE GAUGE | SS316
00GTB59CP502QP | Pressure Gauge | 00GTB59CP502 | PRODUCTION |  |  | 04SISSSS2 ? SNS16?I / DIAPHRAGM TYPE PRESSURE GAUGE | SS316
00GTB59CP503QP | Pressure Gauge | 00GTB59CP503 | PRODUCTION |  |  | 04SISSSS2 ? SNS16?I / DIAPHRAGM TYPE PRESSURE GAUGE | SS316
00GTB59CP504QP | Pressure Gauge | 00GTB59CP504 | PRODUCTION |  |  | 04SISSSS2 ? SNS16?I / DIAPHRAGM TYPE PRESSURE GAUGE | SS316
00GTB59CP505QP | Pressure Gauge | 00GTB59CP505 | PRODUCTION |  |  | 04SISSSS2 ? SNS16?I / DIAPHRAGM TYPE PRESSURE GAUGE | SS316
10BAY40-A01 | RTCC PANEL FOR GT-2 | 10BAY40 | PRODUCTION
00GTC59CP501QP | Pressure gauge | 00GTC59CP501 | PRODUCTION |  |  | BOURDON TYPE | SS316
00GTC59CP502QP | Pressure gauge | 00GTC59CP502 | PRODUCTION |  |  | BOURDON TYPE | SS316
00GTS59CP501QP | Pressure Gauge | 00GTS59CP501 | PRODUCTION |  |  | 04SISSSS2 ? SNS16?I / DIAPHRAGM TYPE PRESSURE GAUGE | SS316
00GTS59CP502QP | Pressure Gauge | 00GTS59CP502 | PRODUCTION |  |  | 04SISSSS2 ? SNS16?I / DIAPHRAGM TYPE PRESSURE GAUGE | SS316
00GTS59CP503QP | Pressure Gauge | 00GTS59CP503 | PRODUCTION |  |  | 04SISSSS2 ? SNS16?I / DIAPHRAGM TYPE PRESSURE GAUGE | SS316
00GTS59CP504QP | Pressure Gauge | 00GTS59CP504 | PRODUCTION |  |  | 04SISSSS2 ? SNS16?I / DIAPHRAGM TYPE PRESSURE GAUGE | SS316
00GTS59CP505QP | Pressure Gauge | 00GTS59CP505 | PRODUCTION |  |  | 04SISSSS2 ? SNS16?I / DIAPHRAGM TYPE PRESSURE GAUGE | SS316
00GTS59CP506QP | Pressure Gauge | 00GTS59CP506 | PRODUCTION |  |  | 04SISSSS2 ? SNS16?I / DIAPHRAGM TYPE PRESSURE GAUGE | SS316
00GTS59CP507QP | Pressure Gauge | 00GTS59CP507 | PRODUCTION |  |  | 04SISSSS2 ? SNS16?I / DIAPHRAGM TYPE PRESSURE GAUGE | SS316
00GTS59CP508QP | Pressure Gauge | 00GTS59CP508 | PRODUCTION |  |  | 04SISSSS2 ? SNS16?I / DIAPHRAGM TYPE PRESSURE GAUGE | SS316
10QUD10CQ004QB | Sampling Analyzer | 10QUD10CQ004 | PRODUCTION |  |  | 5500 | ABS
20QUD10CQ004QB | Sampling Analyzer | 20QUD10CQ004 | PRODUCTION |  |  | 5500 | ABS
10QUF10CQ006QB | Sodium Analyzer | 10QUF10CQ006 | PRODUCTION |  |  | 9245 | ABS
20QUF10CQ006QB | Sodium Analyzer | 20QUF10CQ006 | PRODUCTION |  |  | 9245 | ABS
10PGA11AA001KA | Globe valve | 10PGA11AA001 | PRODUCTION |  |  | MARCK INDUSTRIAL VALVES
20PGA11AA001KA | Globe valve | 20PGA11AA001 | PRODUCTION |  |  | MARCK INDUSTRIAL VALVES
10PGA12AA001KA | Globe valve | 10PGA12AA001 | PRODUCTION |  |  | MARCK INDUSTRIAL VALVES
20PGA12AA001KA | Globe valve | 20PGA12AA001 | PRODUCTION |  |  | MARCK INDUSTRIAL VALVES
10PGA13AA001KA | Globe valve | 10PGA13AA001 | PRODUCTION |  |  | MARCK INDUSTRIAL VALVES
20PGA13AA001KA | Globe valve | 20PGA13AA001 | PRODUCTION |  |  | MARCK INDUSTRIAL VALVES
10PGB11AA001KA | Gate valve | 10PGB11AA001 | PRODUCTION |  |  | MARCK INDUSTRIAL VALVES
20PGB11AA001KA | Gate valve | 20PGB11AA001 | PRODUCTION |  |  | MARCK INDUSTRIAL VALVES
10QEA11AA001KA | Ball valve | 10QEA11AA001 | PRODUCTION |  |  | MARCK INDUSTRIAL VALVES
20QEA11AA001KA | Ball valve | 20QEA11AA001 | PRODUCTION |  |  | MARCK INDUSTRIAL VALVES
10QEA11AA003KA | Ball valve | 10QEA11AA003 | PRODUCTION |  |  | MARCK INDUSTRIAL VALVES
20QEA11AA003KA | Ball valve | 20QEA11AA003 | PRODUCTION |  |  | MARCK INDUSTRIAL VALVES
10QEA11AA004KA | Ball valve | 10QEA11AA004 | PRODUCTION |  |  | MARCK INDUSTRIAL VALVES
20QEA11AA004KA | Ball valve | 20QEA11AA004 | PRODUCTION |  |  | MARCK INDUSTRIAL VALVES
10QEA11AA005KA | Ball valve | 10QEA11AA005 | PRODUCTION |  |  | MARCK INDUSTRIAL VALVES
20QEA11AA005KA | Ball valve | 20QEA11AA005 | PRODUCTION |  |  | MARCK INDUSTRIAL VALVES
10QCA10CL101-F01 | Level Switch | 10QCA10CL101 | PRODUCTION
10QEA11AA006KA | Ball valve | 10QEA11AA006 | PRODUCTION |  |  | MARCK INDUSTRIAL VALVES
20QEA11AA006KA | Ball valve | 20QEA11AA006 | PRODUCTION |  |  | MARCK INDUSTRIAL VALVES
10QEB11AA001KA | Ball valve | 10QEB11AA001 | PRODUCTION |  |  | MARCK INDUSTRIAL VALVES
20QEB11AA001KA | Ball valve | 20QEB11AA001 | PRODUCTION |  |  | MARCK INDUSTRIAL VALVES
00QFA11AA001KA | Ball valve | 00QFA11AA001 | PRODUCTION |  |  | MARCK INDUSTRIAL VALVES
10QFA11AA001KA | Ball valve | 10QFA11AA001 | PRODUCTION |  |  | MARCK INDUSTRIAL VALVES
20QFA11AA001KA | Ball valve | 20QFA11AA001 | PRODUCTION |  |  | MARCK INDUSTRIAL VALVES
10QFA11AA002KA | Ball valve | 10QFA11AA002 | PRODUCTION |  |  | MARCK INDUSTRIAL VALVES
20QFA11AA002KA | Ball valve | 20QFA11AA002 | PRODUCTION |  |  | MARCK INDUSTRIAL VALVES
10QFA11AA003KA | Non return valve | 10QFA11AA003 | PRODUCTION |  |  | MARCK INDUSTRIAL VALVES
20QFA11AA003KA | Non return valve | 20QFA11AA003 | PRODUCTION |  |  | MARCK INDUSTRIAL VALVES
10QFA11AA004KA | Ball valve | 10QFA11AA004 | PRODUCTION |  |  | MARCK INDUSTRIAL VALVES
20QFA11AA004KA | Ball valve | 20QFA11AA004 | PRODUCTION |  |  | MARCK INDUSTRIAL VALVES
10QFA11AA005KA | Ball valve | 10QFA11AA005 | PRODUCTION |  |  | MARCK INDUSTRIAL VALVES
20QFA11AA005KA | Ball valve | 20QFA11AA005 | PRODUCTION |  |  | MARCK INDUSTRIAL VALVES
10QFA11AA006KA | Ball valve | 10QFA11AA006 | PRODUCTION |  |  | MARCK INDUSTRIAL VALVES
20QFA11AA006KA | Ball valve | 20QFA11AA006 | PRODUCTION |  |  | MARCK INDUSTRIAL VALVES
10QFA12AA001KA | Ball valve | 10QFA12AA001 | PRODUCTION |  |  | MARCK INDUSTRIAL VALVES
20QFA12AA001KA | Ball valve | 20QFA12AA001 | PRODUCTION |  |  | MARCK INDUSTRIAL VALVES
10QFA12AA002KA | Ball valve | 10QFA12AA002 | PRODUCTION |  |  | MARCK INDUSTRIAL VALVES
20QFA12AA002KA | Ball valve | 20QFA12AA002 | PRODUCTION |  |  | MARCK INDUSTRIAL VALVES
10QFA12AA004KA | Ball valve | 10QFA12AA004 | PRODUCTION |  |  | MARCK INDUSTRIAL VALVES
20QFA12AA004KA | Ball valve | 20QFA12AA004 | PRODUCTION |  |  | MARCK INDUSTRIAL VALVES
10QFB11AA001KA | Ball valve | 10QFB11AA001 | PRODUCTION |  |  | MARCK INDUSTRIAL VALVES
20QFB11AA001KA | Ball valve | 20QFB11AA001 | PRODUCTION |  |  | MARCK INDUSTRIAL VALVES
10HDB20CL101-F01 | Level Switch | 10HDB20CL101 | PRODUCTION |  |  | AS2100- USS121TB15XP40 | Mild steel
20HDB20CL101-F01 | Level Switch | 20HDB20CL101 | PRODUCTION |  |  | AS2100- USS121TB15XP40 | Mild steel
10HDC32CL101-F01 | Level Switch | 10HDC32CL101 | PRODUCTION |  |  | AS2100- USS121TB15XP40 | Mild steel
20HDC32CL101-F01 | Level Switch | 20HDC32CL101 | PRODUCTION |  |  | AS2100- USS121TB15XP40 | Mild steel
10HTP22CL101-F01 | Level Switch | 10HTP22CL101 | PRODUCTION |  |  | AS2100- USS121TB15XP40 | Mild steel
20HTP22CL101-F01 | Level Switch | 20HTP22CL101 | PRODUCTION |  |  | AS2100- USS121TB15XP40 | Mild steel
00BTB10-G | UPS BATTERY | 00BTB10 | PRODUCTION |  |  | 177AH, NI CAD 1.2V , 283 NOS. OF CELLS,
00BTB20-G | UPS BATTERY | 00BTB20 | PRODUCTION |  |  | 177AH, NI CAD 1.2V , 283 NOS. OF CELLS,
10PGA38CF501QP | Flow gauge | 10PGA38CF501 | PRODUCTION |  |  | BGF-S50-206RSPL0-B-S5G-0-H
20PGA38CF501QP | Flow gauge | 20PGA38CF501 | PRODUCTION |  |  | BGF-S50-206RSPL0-B-S5G-0-H
10PGA61CF501QP | Flow gauge | 10PGA61CF501 | PRODUCTION |  |  | BGF-S50-206RUPO0-B-S5G-0-H
20PGA61CF501QP | Flow gauge | 20PGA61CF501 | PRODUCTION |  |  | BGF-S50-206RUPO0-B-S5G-0-H
10PGA62CF501QP | Flow gauge | 10PGA62CF501 | PRODUCTION |  |  | BGF-S50-206RUPO0-B-S5G-0-H
20PGA62CF501QP | Flow gauge | 20PGA62CF501 | PRODUCTION |  |  | BGF-S50-206RUPO0-B-S5G-0-H
00BRU10-A | UPS SYSTEM | 00BRU10 | PRODUCTION |  |  | 2X60KVA, 220V, , IP 42, RAL 7035
00BRU20-G | UPS-2 | 00BRU20 | PRODUCTION
10EBM45AA052KA | Pneumatic on/off damper | 10EBM45AA052 | PRODUCTION
20EBM45AA052KA | Pneumatic on/off damper | 20EBM45AA052 | PRODUCTION
10HNA71AA011KA | Flue gas fan 1 inlet damper | 10HNA71AA011 | PRODUCTION
20HNA71AA011KA | Flue gas fan 1 inlet damper | 20HNA71AA011 | PRODUCTION
10HNA72AA011KA | Flue gas fan 2 inlet damper | 10HNA72AA011 | PRODUCTION
20HNA72AA011KA | Flue gas fan 2 inlet damper | 20HNA72AA011 | PRODUCTION
10HNA81AA051KA | Pneumatic on/off damper | 10HNA81AA051 | PRODUCTION
20HNA81AA051KA | Pneumatic on/off damper | 20HNA81AA051 | PRODUCTION
10HNA82AA051KA | Pneumatic on/off damper | 10HNA82AA051 | PRODUCTION
20HNA82AA051KA | Pneumatic on/off damper | 20HNA82AA051 | PRODUCTION
10HNA90AA051KA | Pneumatic on/off damper | 10HNA90AA051 | PRODUCTION
20HNA90AA051KA | Pneumatic on/off damper | 20HNA90AA051 | PRODUCTION
10HNA91AA001KA | Pneumatic control damper | 10HNA91AA001 | PRODUCTION
20HNA91AA001KA | Pneumatic control damper | 20HNA91AA001 | PRODUCTION
10HNA92AA051KA | Pneumatic on/off damper | 10HNA92AA051 | PRODUCTION
20HNA92AA051KA | Pneumatic on/off damper | 20HNA92AA051 | PRODUCTION
10HNF10AA051KA | Pneumatic on/off damper | 10HNF10AA051 | PRODUCTION
10HNF22AA001KA | Pneumatic control damper | 10HNF22AA001 | PRODUCTION
10QHN10AA011KA | Flue gas from auxliary boiler damper | 10QHN10AA011 | PRODUCTION
00GTB59CP001-U01 | Diff. pressure transmitter | 00GTB59CP001 | PRODUCTION |  |  | STD735-E1AC4AT-1-0-AHS-11C-B-11A0-F1-FX-0000 | SS316
00GTB59CP002-U01 | Diff. pressure transmitter | 00GTB59CP002 | PRODUCTION |  |  | STD735-E1AC4AT-1-0-AHS-11C-B-11A0-F1-FX-0000 | SS316
00GTB59CP003-U01 | Pressure transmitter | 00GTB59CP003 | PRODUCTION |  |  | STG74S-E1G000-1-0-AHT-11C-B-31A0-F1,FX-0000 | SS316
00GTC59CP001-U01 | Pressure transmitter | 00GTC59CP001 | PRODUCTION |  |  | STG73S-E1G000-1-0-AHT-11C-B-31A0-F1,FX-0000 | SS316
00GTS59CP001-U01 | Pressure transmitter | 00GTS59CP001 | PRODUCTION |  |  | STR745G?11A0000?000000000?0?AHT?11C?0?31A0?00?0000+1"CL.15 | SS316
00GTS59CP002-U01 | Pressure transmitter | 00GTS59CP002 | PRODUCTION |  |  | STG74S-E1G000-1-0-AHT-11C-B-31A0-F1,FX-0000 | SS316
00GTS59CP003-U01 | Pressure transmitter | 00GTS59CP003 | PRODUCTION |  |  | STR745G?11A0000?000000000?0?AHT?11C?0?31A0?00?0000+1"CL.15 | SS316
00GTS59CP004-U01 | Pressure transmitter | 00GTS59CP004 | PRODUCTION |  |  | STR745G?11A0000?000000000?0?AHT?11C?0?31A0?00?0000+1"CL.15 | SS316
00GBC59CP001-U01 | Pressure Transmitter | 00GBC59CP001 | PRODUCTION |  |  | STG74S?E1G000?1?0?AHT? 11C?B?31A0?F1,FX?0000 + 2VM
00GBC59CP002-U01 | Pressure Transmitter | 00GBC59CP002 | PRODUCTION |  |  | STG73S?E1G000?1?0?AHT? 11C?B?31A0?F1,FX?0000 + 2VM
10PGB38CF301-F01 | Flow Switch | 10PGB38CF301 | PRODUCTION |  |  | WFS6000
20PGB38CF301-F01 | Flow Switch | 20PGB38CF301 | PRODUCTION |  |  | WFS6000
10HAC20AA801KA | Globe valve | 10HAC20AA801 | PRODUCTION |  |  | 2023-05-01
20HAC20AA801KA | Globe valve | 20HAC20AA801 | PRODUCTION |  |  | 2023-05-01
10HAC20AA802KA | Globe valve | 10HAC20AA802 | PRODUCTION |  |  | 2023-05-01
20HAC20AA802KA | Globe valve | 20HAC20AA802 | PRODUCTION |  |  | 2023-05-01
10HAN11AA701KA | Globe valve | 10HAN11AA701 | PRODUCTION |  |  | 2023-05-01
20HAN11AA701KA | Globe valve | 20HAN11AA701 | PRODUCTION |  |  | 2023-05-01
10HAN11AA702KA | Globe valve | 10HAN11AA702 | PRODUCTION |  |  | 2023-05-01
20HAN11AA702KA | Globe valve | 20HAN11AA702 | PRODUCTION |  |  | 2023-05-01
10HAN12AA001KA | Globe valve | 10HAN12AA001 | PRODUCTION |  |  | 2023-05-01
20HAN12AA001KA | Globe valve | 20HAN12AA001 | PRODUCTION |  |  | 2023-05-01
10HAN12AA002KA | Globe valve | 10HAN12AA002 | PRODUCTION |  |  | 2023-05-01
20HAN12AA002KA | Globe valve | 20HAN12AA002 | PRODUCTION |  |  | 2023-05-01
10HAN12AA151KA | Motor control valve | 10HAN12AA151 | PRODUCTION |  |  | 09.A.E
10HAN12AA151QN | Actuator, Motor control valve | 10HAN12AA151 | PRODUCTION |  |  | 09.A.E
20HAN12AA151KA | Boiler blow-down valve - Close limit (LSC) | 20HAN12AA151 | PRODUCTION |  |  | 09.A.E
20HAN12AA151QN | Actuator, Motor control valve | 20HAN12AA151 | PRODUCTION |  |  | 09.A.E
10HAN12AA721KA | Globe valve | 10HAN12AA721 | PRODUCTION |  |  | 2023-05-01
20HAN12AA721KA | Globe valve | 20HAN12AA721 | PRODUCTION |  |  | 2023-05-01
10HAN12AA722KA | Globe valve | 10HAN12AA722 | PRODUCTION |  |  | 2023-05-01
20HAN12AA722KA | Globe valve | 20HAN12AA722 | PRODUCTION |  |  | 2023-05-01
10HAN12AA731KA | Globe valve | 10HAN12AA731 | PRODUCTION |  |  | 2023-05-01
20HAN12AA731KA | Globe valve | 20HAN12AA731 | PRODUCTION |  |  | 2023-05-01
10HAN12AA732KA | Globe valve | 10HAN12AA732 | PRODUCTION |  |  | 2023-05-01
20HAN12AA732KA | Globe valve | 20HAN12AA732 | PRODUCTION |  |  | 2023-05-01
10HAN12AA741KA | Globe valve | 10HAN12AA741 | PRODUCTION |  |  | 2023-05-01
20HAN12AA741KA | Globe valve | 20HAN12AA741 | PRODUCTION |  |  | 2023-05-01
10HAN12AA742KA | Globe valve | 10HAN12AA742 | PRODUCTION |  |  | 2023-05-01
20HAN12AA742KA | Globe valve | 20HAN12AA742 | PRODUCTION |  |  | 2023-05-01
10HAN15AA701KA | Globe valve | 10HAN15AA701 | PRODUCTION |  |  | 2023-01-01
20HAN15AA701KA | Globe valve | 20HAN15AA701 | PRODUCTION |  |  | 2023-01-01
10HAN15AA702KA | Globe valve | 10HAN15AA702 | PRODUCTION |  |  | 2023-01-01
20HAN15AA702KA | Globe valve | 20HAN15AA702 | PRODUCTION |  |  | 2023-01-01
10HAN16AA701KA | Globe valve | 10HAN16AA701 | PRODUCTION |  |  | 2023-01-01
20HAN16AA701KA | Globe valve | 20HAN16AA701 | PRODUCTION |  |  | 2023-01-01
10HAN16AA702KA | Globe valve | 10HAN16AA702 | PRODUCTION |  |  | 2023-01-01
20HAN16AA702KA | Globe valve | 20HAN16AA702 | PRODUCTION |  |  | 2023-01-01
10HAN17AA701KA | Globe valve | 10HAN17AA701 | PRODUCTION |  |  | 2023-01-01
20HAN17AA701KA | Globe valve | 20HAN17AA701 | PRODUCTION |  |  | 2023-01-01
10HAN17AA702KA | Globe valve | 10HAN17AA702 | PRODUCTION |  |  | 2023-01-01
20HAN17AA702KA | Globe valve | 20HAN17AA702 | PRODUCTION |  |  | 2023-01-01
10HAN18AA701KA | Globe valve | 10HAN18AA701 | PRODUCTION |  |  | 2023-01-01
20HAN18AA701KA | Globe valve | 20HAN18AA701 | PRODUCTION |  |  | 2023-01-01
10HAN18AA702KA | Globe valve | 10HAN18AA702 | PRODUCTION |  |  | 2023-01-01
20HAN18AA702KA | Globe valve | 20HAN18AA702 | PRODUCTION |  |  | 2023-01-01
10HAN23AA601KA | Globe valve | 10HAN23AA601 | PRODUCTION |  |  | 2023-01-01
20HAN23AA601KA | Globe valve | 20HAN23AA601 | PRODUCTION |  |  | 2023-01-01
10HAN23AA602KA | Globe valve | 10HAN23AA602 | PRODUCTION |  |  | 2023-01-01
20HAN23AA602KA | Globe valve | 20HAN23AA602 | PRODUCTION |  |  | 2023-01-01
10HAN26AA601KA | Globe valve | 10HAN26AA601 | PRODUCTION |  |  | 2023-01-01
20HAN26AA601KA | Globe valve | 20HAN26AA601 | PRODUCTION |  |  | 2023-01-01
10HAN26AA602KA | Globe valve | 10HAN26AA602 | PRODUCTION |  |  | 2023-01-01
20HAN26AA602KA | Globe valve | 20HAN26AA602 | PRODUCTION |  |  | 2023-01-01
10HAN27AA601KA | Globe valve | 10HAN27AA601 | PRODUCTION |  |  | 2023-01-01
20HAN27AA601KA | Globe valve | 20HAN27AA601 | PRODUCTION |  |  | 2023-01-01
10HAN27AA602KA | Globe valve | 10HAN27AA602 | PRODUCTION |  |  | 2023-01-01
20HAN27AA602KA | Globe valve | 20HAN27AA602 | PRODUCTION |  |  | 2023-01-01
10HAN36AA701KA | Globe valve | 10HAN36AA701 | PRODUCTION |  |  | 2023-01-01
20HAN36AA701KA | Globe valve | 20HAN36AA701 | PRODUCTION |  |  | 2023-01-01
10HAN36AA702KA | Globe valve | 10HAN36AA702 | PRODUCTION |  |  | 2023-01-01
20HAN36AA702KA | Globe valve | 20HAN36AA702 | PRODUCTION |  |  | 2023-01-01
10HAN71AA701KA | Globe valve | 10HAN71AA701 | PRODUCTION |  |  | 2023-05-01
20HAN71AA701KA | Globe valve | 20HAN71AA701 | PRODUCTION |  |  | 2023-05-01
10HAN71AA702KA | Globe valve | 10HAN71AA702 | PRODUCTION |  |  | 2023-05-01
20HAN71AA702KA | Globe valve | 20HAN71AA702 | PRODUCTION |  |  | 2023-05-01
10HAN72AA701KA | Globe valve | 10HAN72AA701 | PRODUCTION |  |  | 2023-05-01
20HAN72AA701KA | Globe valve | 20HAN72AA701 | PRODUCTION |  |  | 2023-05-01
10HAN90AA151KA | Motor control valve | 10HAN90AA151 | PRODUCTION |  |  | 09.A.E
10HAN90AA151QN | Actuator, Motor control valve | 10HAN90AA151 | PRODUCTION |  |  | SA 07.6-A.22/AC 01.2
20HAN90AA151KA | Control valve | 20HAN90AA151 | PRODUCTION |  |  | 09.A.E
10HCB10AA001KA | Globe valve | 10HCB10AA001 | PRODUCTION |  |  | 2023-01-01
20HCB10AA001KA | Globe valve | 20HCB10AA001 | PRODUCTION |  |  | 2023-01-01
10HCB10AA151KA | Motor valve | 10HCB10AA151 | PRODUCTION |  |  | 02.T.E
10HCB10AA151QN | Actuator, Motor valve | 10HCB10AA151 | PRODUCTION |  |  | 02.T.E
20HCB10AA151KA | Sootblowing steam - Integral Starter Disturbed | 20HCB10AA151 | PRODUCTION |  |  | 02.T.E
20HCB10AA151QN | Actuator, Motor valve | 20HCB10AA151 | PRODUCTION |  |  | 02.T.E
10HCB20AA101KA | Motor valve | 10HCB20AA101 | PRODUCTION |  |  | 2002-01-02
10HCB20AA101QN | Actuator, Motor valve | 10HCB20AA101 | PRODUCTION |  |  | SA 07.2-A.32/AC 01.2
20HCB20AA101KA | Sootblowers drain, line 1 | 20HCB20AA101 | PRODUCTION |  |  | 2002-01-02
10HCB30AA101KA | Motor valve | 10HCB30AA101 | PRODUCTION |  |  | 2002-01-02
10HCB30AA101QN | Actuator, Motor valve | 10HCB30AA101 | PRODUCTION |  |  | SA 07.2-A.32/AC 01.2
20HCB30AA101KA | Sootblowers drain, line 2 | 20HCB30AA101 | PRODUCTION |  |  | 2002-01-02
10LAB40AA821KA | Globe valve | 10LAB40AA821 | PRODUCTION |  |  | 2023-01-01
20LAB40AA821KA | Globe valve | 20LAB40AA821 | PRODUCTION |  |  | 2023-01-01
10LAB40AA822KA | Globe valve | 10LAB40AA822 | PRODUCTION |  |  | 2023-01-01
20LAB40AA822KA | Globe valve | 20LAB40AA822 | PRODUCTION |  |  | 2023-01-01
10LAB40AA841KA | Globe valve | 10LAB40AA841 | PRODUCTION |  |  | 2023-01-01
20LAB40AA841KA | Globe valve | 20LAB40AA841 | PRODUCTION |  |  | 2023-01-01
10LAB40AA842KA | Globe valve | 10LAB40AA842 | PRODUCTION |  |  | 2023-01-01
20LAB40AA842KA | Globe valve | 20LAB40AA842 | PRODUCTION |  |  | 2023-01-01
10LAB40AA851KA | Globe valve | 10LAB40AA851 | PRODUCTION |  |  | 2023-01-01
20LAB40AA851KA | Globe valve | 20LAB40AA851 | PRODUCTION |  |  | 2023-01-01
10LAB40AA852KA | Globe valve | 10LAB40AA852 | PRODUCTION |  |  | 2023-01-01
20LAB40AA852KA | Globe valve | 20LAB40AA852 | PRODUCTION |  |  | 2023-01-01
10LAB41AA701KA | Globe valve | 10LAB41AA701 | PRODUCTION |  |  | 2023-01-01
20LAB41AA701KA | Globe valve | 20LAB41AA701 | PRODUCTION |  |  | 2023-01-01
10LAB41AA702KA | Globe valve | 10LAB41AA702 | PRODUCTION |  |  | 2023-01-01
20LAB41AA702KA | Globe valve | 20LAB41AA702 | PRODUCTION |  |  | 2023-01-01
10LAB42AA701KA | Globe valve | 10LAB42AA701 | PRODUCTION |  |  | 2023-01-01
20LAB42AA701KA | Globe valve | 20LAB42AA701 | PRODUCTION |  |  | 2023-01-01
10LAB42AA702KA | Globe valve | 10LAB42AA702 | PRODUCTION |  |  | 2023-01-01
20LAB42AA702KA | Globe valve | 20LAB42AA702 | PRODUCTION |  |  | 2023-01-01
10LAE10AA101KA | Motor Valve | 10LAE10AA101 | PRODUCTION |  |  | 2002-01-02
20LAE10AA101KA | Spray water motor valve | 20LAE10AA101 | PRODUCTION |  |  | 2002-01-02
10LAE11AA001KA | Globe valve | 10LAE11AA001 | PRODUCTION |  |  | 01.T
20LAE11AA001KA | Globe valve | 20LAE11AA001 | PRODUCTION |  |  | 01.T
10LAE11AA002KA | Globe valve | 10LAE11AA002 | PRODUCTION |  |  | 01.T
20LAE11AA002KA | Globe valve | 20LAE11AA002 | PRODUCTION |  |  | 01.T
10LAE11AA003KA | Globe valve | 10LAE11AA003 | PRODUCTION |  |  | 02.T
20LAE11AA003KA | Globe valve | 20LAE11AA003 | PRODUCTION |  |  | 02.T
10LAE11AA051KA | Check Valve | 10LAE11AA051 | PRODUCTION |  |  | 03.T
20LAE11AA051KA | Check Valve | 20LAE11AA051 | PRODUCTION |  |  | 03.T
10LAE20AA101KA | HP Valves | 10LAE20AA101 | PRODUCTION
20LAE20AA101KA | HP Valves | 20LAE20AA101 | PRODUCTION
10LAE21AA001KA | Globe valve | 10LAE21AA001 | PRODUCTION |  |  | 01.T
20LAE21AA001KA | Globe valve | 20LAE21AA001 | PRODUCTION |  |  | 01.T
10LAE21AA002KA | Globe valve | 10LAE21AA002 | PRODUCTION |  |  | 01.T
20LAE21AA002KA | Globe valve | 20LAE21AA002 | PRODUCTION |  |  | 01.T
10LAE21AA003KA | Globe valve | 10LAE21AA003 | PRODUCTION |  |  | 02.T
20LAE21AA003KA | Globe valve | 20LAE21AA003 | PRODUCTION |  |  | 02.T
10LAE21AA051KA | Check Valve | 10LAE21AA051 | PRODUCTION |  |  | 03.T
20LAE21AA051KA | Check Valve | 20LAE21AA051 | PRODUCTION |  |  | 03.T
10LBA10AA102KA | Motor valve | 10LBA10AA102 | PRODUCTION |  |  | 2002-01-02
10LBA10AA102QN | Actuator, Motor valve | 10LBA10AA102 | PRODUCTION |  |  | 2002-01-02
20LBA10AA102KA | Main steam shut-off by-pass - Integral Starter Disturbed | 20LBA10AA102 | PRODUCTION |  |  | 2002-01-02
20LBA10AA102QN | Actuator, Motor valve | 20LBA10AA102 | PRODUCTION |  |  | 2002-01-02
10LBA10AA801KA | Globe valve | 10LBA10AA801 | PRODUCTION |  |  | 2023-01-01
20LBA10AA801KA | Globe valve | 20LBA10AA801 | PRODUCTION |  |  | 2023-01-01
10LBA10AA802KA | Globe valve | 10LBA10AA802 | PRODUCTION |  |  | 2023-01-01
20LBA10AA802KA | Globe valve | 20LBA10AA802 | PRODUCTION |  |  | 2023-01-01
10LBA10AA811KA | Globe valve | 10LBA10AA811 | PRODUCTION |  |  | 2023-01-01
20LBA10AA811KA | Globe valve | 20LBA10AA811 | PRODUCTION |  |  | 2023-01-01
10LBA10AA812KA | Globe valve | 10LBA10AA812 | PRODUCTION |  |  | 2023-01-01
20LBA10AA812KA | Globe valve | 20LBA10AA812 | PRODUCTION |  |  | 2023-01-01
10LFJ11AA001KA | Globe valve | 10LFJ11AA001 | PRODUCTION |  |  | 2023-01-01
20LFJ11AA001KA | Globe valve | 20LFJ11AA001 | PRODUCTION |  |  | 2023-01-01
10LFJ12AA001KA | Globe valve | 10LFJ12AA001 | PRODUCTION |  |  | 2023-05-01
20LFJ12AA001KA | Globe valve | 20LFJ12AA001 | PRODUCTION |  |  | 2023-05-01
10LFJ13AA001KA | Globe valve | 10LFJ13AA001 | PRODUCTION |  |  | 2023-05-01
20LFJ13AA001KA | Globe valve | 20LFJ13AA001 | PRODUCTION |  |  | 2023-05-01
10LFJ13AA002KA | Globe valve | 10LFJ13AA002 | PRODUCTION |  |  | 2023-05-01
20LFJ13AA002KA | Globe valve | 20LFJ13AA002 | PRODUCTION |  |  | 2023-05-01
10QJA10AA001KA | Globe valve | 10QJA10AA001 | PRODUCTION |  |  | 2023-01-01
20QJA10AA001KA | Globe valve | 20QJA10AA001 | PRODUCTION |  |  | 2023-01-01
10QJA10AA002KA | Globe valve | 10QJA10AA002 | PRODUCTION |  |  | 2023-01-01
20QJA10AA002KA | Globe valve | 20QJA10AA002 | PRODUCTION |  |  | 2023-01-01
10QJA10AA003KA | Globe valve | 10QJA10AA003 | PRODUCTION |  |  | 2023-01-01
20QJA10AA003KA | Globe valve | 20QJA10AA003 | PRODUCTION |  |  | 2023-01-01
10QJA21AA001KA | Globe valve | 10QJA21AA001 | PRODUCTION |  |  | 2023-05-01
20QJA21AA001KA | Globe valve | 20QJA21AA001 | PRODUCTION |  |  | 2023-05-01
10QJA21AA002KA | Globe valve | 10QJA21AA002 | PRODUCTION |  |  | 2023-05-01
20QJA21AA002KA | Globe valve | 20QJA21AA002 | PRODUCTION |  |  | 2023-05-01
10QJA22AA001KA | Globe valve | 10QJA22AA001 | PRODUCTION |  |  | 2023-05-01
20QJA22AA001KA | Globe valve | 20QJA22AA001 | PRODUCTION |  |  | 2023-05-01
10QJA22AA002KA | Globe valve | 10QJA22AA002 | PRODUCTION |  |  | 2023-05-01
20QJA22AA002KA | Globe valve | 20QJA22AA002 | PRODUCTION |  |  | 2023-05-01
20QJA25AA001KA | Globe valve | 20QJA25AA001 | PRODUCTION |  |  | G.1.G.H
20QJA25AA002KA | Globe valve | 20QJA25AA002 | PRODUCTION |  |  | G.1.G.H
20QJA26AA001KA | Globe valve | 20QJA26AA001 | PRODUCTION |  |  | G.1.G.H
20QJA26AA002KA | Globe valve | 20QJA26AA002 | PRODUCTION |  |  | G.1.G.H
10QUC20AA001KA | Globe valve | 10QUC20AA001 | PRODUCTION |  |  | 2023-01-01
20QUC20AA001KA | Globe valve | 20QUC20AA001 | PRODUCTION |  |  | 2023-01-01
10QUC20AA002KA | Globe valve | 10QUC20AA002 | PRODUCTION |  |  | 2023-01-01
20QUC20AA002KA | Globe valve | 20QUC20AA002 | PRODUCTION |  |  | 2023-01-01
10QUD20AA001KA | Globe valve | 10QUD20AA001 | PRODUCTION |  |  | 2023-01-01
20QUD20AA001KA | Globe valve | 20QUD20AA001 | PRODUCTION |  |  | 2023-01-01
10QUD20AA002KA | Globe valve | 10QUD20AA002 | PRODUCTION |  |  | 2023-01-01
20QUD20AA002KA | Globe valve | 20QUD20AA002 | PRODUCTION |  |  | 2023-01-01
20QUE20AA001KA | Globe valve | 20QUE20AA001 | PRODUCTION |  |  | G.1.G.H
20QUE20AA003KA | Globe valve | 20QUE20AA003 | PRODUCTION |  |  | G.1.G.H
10QUF20AA001KA | Globe valve | 10QUF20AA001 | PRODUCTION |  |  | 2023-05-01
20QUF20AA001KA | Globe valve | 20QUF20AA001 | PRODUCTION |  |  | 2023-05-01
10QUF20AA002KA | Globe valve | 10QUF20AA002 | PRODUCTION |  |  | 2023-05-01
20QUF20AA002KA | Globe valve | 20QUF20AA002 | PRODUCTION |  |  | 2023-05-01
10QUF20AA003KA | Globe valve | 10QUF20AA003 | PRODUCTION |  |  | 2023-05-01
20QUF20AA003KA | Globe valve | 20QUF20AA003 | PRODUCTION |  |  | 2023-05-01
10PGA38AA051KA | Check Valve (general) | 10PGA38AA051 | PRODUCTION |  |  | 2026 | 916030
20PGA38AA051KA | Check Valve (general) | 20PGA38AA051 | PRODUCTION |  |  | 2026 | 916030
10PGA61AA051KA | Disc Check | 10PGA61AA051 | PRODUCTION |  |  | 2026 | 916030
20PGA61AA051KA | Disc Check | 20PGA61AA051 | PRODUCTION |  |  | 2026 | 916030
10PGA62AA051KA | Disc Check | 10PGA62AA051 | PRODUCTION |  |  | 2026 | 916030
20PGA62AA051KA | Disc Check | 20PGA62AA051 | PRODUCTION |  |  | 2026 | 916030
10QFB51AA051KA | Check Valve (general) | 10QFB51AA051 | PRODUCTION |  |  | 2026 | 916030
20QFB51AA051KA | Check Valve (general) | 20QFB51AA051 | PRODUCTION |  |  | 2026 | 916030
10QFB52AA051KA | Check Valve (general) | 10QFB52AA051 | PRODUCTION |  |  | 2026 | 916030
20QFB52AA051KA | Check Valve (general) | 20QFB52AA051 | PRODUCTION |  |  | 2026 | 916030
00QM04AN001KN | Fogger Type Humidifier | 00QM04AN001 | PRODUCTION |  |  | 6 LPH ( V 6.2 )
00QM05AN002KN | Fogger Type Humidifier | 00QM05AN002 | PRODUCTION |  |  | 6 LPH ( V 6.2 )
00QM06AN003KN | Fogger Type Humidifier | 00QM06AN003 | PRODUCTION |  |  | 6 LPH ( V 6.2 )
20QCA10CL101-F01 | Level Switch | 20QCA10CL101 | PRODUCTION
10QUC10CT301-F01 | Temperature Switch | 10QUC10CT301 | PRODUCTION |  |  | RT-101(3M)- OEN | DOUGH MOULDING COMPOUND
20QUC10CT301-F01 | Temperature Switch | 20QUC10CT301 | PRODUCTION |  |  | RT-101(3M)- OEN | DOUGH MOULDING COMPOUND
10QUC11CT301-F01 | Temperature Switch | 10QUC11CT301 | PRODUCTION |  |  | RT-101(3M)- OEN | DOUGH MOULDING COMPOUND
20QUC11CT301-F01 | Temperature Switch | 20QUC11CT301 | PRODUCTION |  |  | RT-101(3M)- OEN | DOUGH MOULDING COMPOUND
10QUC12CT301-F01 | Temperature Switch | 10QUC12CT301 | PRODUCTION |  |  | RT-101(3M)- OEN | DOUGH MOULDING COMPOUND
20QUC12CT301-F01 | Temperature Switch | 20QUC12CT301 | PRODUCTION |  |  | RT-101(3M)- OEN | DOUGH MOULDING COMPOUND
10QUC14CT301-F01 | Temperature Switch | 10QUC14CT301 | PRODUCTION |  |  | RT-101(3M)- OEN | DOUGH MOULDING COMPOUND
20QUC14CT301-F01 | Temperature Switch | 20QUC14CT301 | PRODUCTION |  |  | RT-101(3M)- OEN | DOUGH MOULDING COMPOUND
10QUC15CT301-F01 | Temperature Switch | 10QUC15CT301 | PRODUCTION |  |  | RT-101(3M)- OEN | DOUGH MOULDING COMPOUND
20QUC15CT301-F01 | Temperature Switch | 20QUC15CT301 | PRODUCTION |  |  | RT-101(3M)- OEN | DOUGH MOULDING COMPOUND
10QUC16CT301-F01 | Temperature Switch | 10QUC16CT301 | PRODUCTION |  |  | RT-101(3M)- OEN | DOUGH MOULDING COMPOUND
20QUC16CT301-F01 | Temperature Switch | 20QUC16CT301 | PRODUCTION |  |  | RT-101(3M)- OEN | DOUGH MOULDING COMPOUND
10QUD10CT301-F01 | Temperature Switch | 10QUD10CT301 | PRODUCTION |  |  | RT-101(3M)- OEN | DOUGH MOULDING COMPOUND
20QUD10CT301-F01 | Temperature Switch | 20QUD10CT301 | PRODUCTION |  |  | RT-101(3M)- OEN | DOUGH MOULDING COMPOUND
10QUE10CT301-F01 | Temperature Switch | 10QUE10CT301 | PRODUCTION |  |  | RT-101(3M)- OEN | DOUGH MOULDING COMPOUND
20QUE10CT301-F01 | Temperature Switch | 20QUE10CT301 | PRODUCTION |  |  | RT-101(3M)- OEN | DOUGH MOULDING COMPOUND
10QUF10CT301-F01 | Temperature Switch | 10QUF10CT301 | PRODUCTION |  |  | RT-101(3M)- OEN | DOUGH MOULDING COMPOUND
20QUF10CT301-F01 | Temperature Switch | 20QUF10CT301 | PRODUCTION |  |  | RT-101(3M)- OEN | DOUGH MOULDING COMPOUND
00GTB59AA251KA | Ball valve - pneumatic on/off | 00GTB59AA251 | PRODUCTION |  |  |  | A105
00GTB59AA252KA | Ball valve - pneumatic on/off | 00GTB59AA252 | PRODUCTION |  |  |  | A105
00GTB59AA253KA | Ball valve - pneumatic on/off | 00GTB59AA253 | PRODUCTION |  |  |  | A105
00GTB59AA254KA | Ball valve - pneumatic on/off | 00GTB59AA254 | PRODUCTION |  |  |  | A105
00GTB59AA255KA | Ball valve - pneumatic on/off | 00GTB59AA255 | PRODUCTION |  |  |  | A105
00GTB59AA256KA | Ball valve - pneumatic on/off | 00GTB59AA256 | PRODUCTION |  |  |  | A105
00GTB59AA257KA | Ball valve - pneumatic on/off | 00GTB59AA257 | PRODUCTION |  |  |  | A105
00GTB59AA258KA | Ball valve - pneumatic on/off | 00GTB59AA258 | PRODUCTION |  |  |  | A105
00GTB59AA259KA | Ball valve - pneumatic on/off | 00GTB59AA259 | PRODUCTION |  |  |  | A105
00GTB59AA260KA | Ball valve - pneumatic on/off | 00GTB59AA260 | PRODUCTION |  |  |  | A105
00GTB59AA261KA | Ball valve - pneumatic on/off | 00GTB59AA261 | PRODUCTION |  |  |  | A105
00GTB59AA262KA | Ball valve - pneumatic on/off | 00GTB59AA262 | PRODUCTION |  |  |  | A105
00GTB59AA263KA | Ball valve - pneumatic on/off | 00GTB59AA263 | PRODUCTION |  |  |  | A105
10LAA10AA204-F1 | Close position feedback-deaerator overflow vlv | 10LAA10AA204 | PRODUCTION |  |  | JLSL1
10LAA10AA204-F11 | Close position feedback-deaerator overflow vlv | 10LAA10AA204 | PRODUCTION |  |  | JLSL1
10LAA10AA204-F2 | Open position feedback-deaerator overflow vlv | 10LAA10AA204 | PRODUCTION |  |  | JLSL1
10LAA10AA204-F21 | Open position feedback-deaerator overflow vlv | 10LAA10AA204 | PRODUCTION |  |  | JLSL1
20LAA10AA204-F11 | Close position feedback-deaerator overflow vlv | 20LAA10AA204 | PRODUCTION |  |  | JLSL1
20LAA10AA204-F21 | Open position feedback-deaerator overflow vlv | 20LAA10AA204 | PRODUCTION |  |  | JLSL1
10LAB20AA201-F1 | Close position feedback- before BFP-1 Suction Strainer | 10LAB20AA201 | PRODUCTION |  |  | BDT-E-TW-BT
10LAB20AA201-F11 | Close position feedback- before BFP-1 Suction Strainer | 10LAB20AA201 | PRODUCTION |  |  | JLSL1
10LAB20AA201-F2 | Open position feedback-before BFP-1 Suction Strainer | 10LAB20AA201 | PRODUCTION
10LAB20AA201-F21 | Open position feedback-before BFP-1 Suction Strainer | 10LAB20AA201 | PRODUCTION |  |  | JLSL1
20LAB20AA201-F11 | Close position feedback- before BFP-1 Suction Strainer | 20LAB20AA201 | PRODUCTION |  |  | JLSL1
20LAB20AA201-F21 | Open position feedback-before BFP-1 Suction Strainer | 20LAB20AA201 | PRODUCTION |  |  | JLSL1
10LAB30AA201-F1 | Close position feedback- before BFP-2 Suction Strainer | 10LAB30AA201 | PRODUCTION
10LAB30AA201-F11 | Close position feedback- before BFP-2 Suction Strainer | 10LAB30AA201 | PRODUCTION |  |  | JLSL1
10LAB30AA201-F2 | Open position feedback-before BFP-2 Suction Strainer | 10LAB30AA201 | PRODUCTION
10LAB30AA201-F21 | Open position feedback-before BFP-2 Suction Strainer | 10LAB30AA201 | PRODUCTION |  |  | JLSL1
20LAB30AA201-F11 | Close position feedback- before BFP-2 Suction Strainer | 20LAB30AA201 | PRODUCTION |  |  | JLSL1
20LAB30AA201-F21 | Open position feedback-before BFP-2 Suction Strainer | 20LAB30AA201 | PRODUCTION |  |  | JLSL1
10LBQ10AA003-F1 | Close Position FB- Bleed 3 to HP Heater QCNRV | 10LBQ10AA003 | PRODUCTION |  |  | C09.65 NPS6" CLASS 300 244AG | A516 GR.60
10LBQ10AA003-F11 | Close Position FB- Bleed 3 to HP Heater QCNRV | 10LBQ10AA003 | PRODUCTION |  |  | JLSL1 | A516 GR.60
10LBQ10AA003-F2 | Open Position FB- Bleed 3 to HP Heater QCNRV | 10LBQ10AA003 | PRODUCTION |  |  | C09.65 NPS6" CLASS 300 244AG | A516 GR.60
10LBQ10AA003-F21 | Open Position FB- Bleed 3 to HP Heater QCNRV | 10LBQ10AA003 | PRODUCTION |  |  | JLSL1 | A516 GR.60
20LBQ10AA003-F11 | Close Position FB- Bleed 3 to HP Heater QCNRV | 20LBQ10AA003 | PRODUCTION |  |  | JLSL1 | A516 GR.60
20LBQ10AA003-F21 | Open Position FB- Bleed 3 to HP Heater QCNRV | 20LBQ10AA003 | PRODUCTION |  |  | JLSL1 | A516 GR.60
10LBS30AA003-F1 | Close Position FB- Bleed 2 to deaerator QCNRV | 10LBS30AA003 | PRODUCTION |  |  | C09.65 NPS10" CLASS 150 244AG | A516 GR.60
10LBS30AA003-F11 | Close Position FB- Bleed 2 to deaerator QCNRV | 10LBS30AA003 | PRODUCTION |  |  | JLSL1 | A516 GR.60
10LBS30AA003-F2 | Open Position FB- Bleed 2 to deaerator QCNRV | 10LBS30AA003 | PRODUCTION |  |  | C09.65 NPS10" CLASS 150 244AG | A516 GR.60
10LBS30AA003-F21 | Open Position FB- Bleed 2 to deaerator QCNRV | 10LBS30AA003 | PRODUCTION |  |  | JLSL1 | A516 GR.60
20LBS30AA003-F11 | Close Position FB- Bleed 2 to deaerator QCNRV | 20LBS30AA003 | PRODUCTION |  |  | JLSL1 | A516 GR.60
20LBS30AA003-F21 | Open Position FB- Bleed 2 to deaerator QCNRV | 20LBS30AA003 | PRODUCTION |  |  | JLSL1 | A516 GR.60
10LCE55AA202-F1 | Close Position FB- Exhaust Hood Spray vlv | 10LCE55AA202 | PRODUCTION |  |  | JLSL1
10LCE55AA202-F11 | Close Position FB- Exhaust Hood Spray vlv | 10LCE55AA202 | PRODUCTION |  |  | JLSL1
10LCE55AA202-F2 | Open Position FB- Exhaust Hood Spray vlv | 10LCE55AA202 | PRODUCTION |  |  | JLSL1
10LCE55AA202-F21 | Open Position FB- Exhaust Hood Spray vlv | 10LCE55AA202 | PRODUCTION |  |  | JLSL1
20LCE55AA202-F11 | Close Position FB- Exhaust Hood Spray vlv | 20LCE55AA202 | PRODUCTION |  |  | JLSL1
20LCE55AA202-F21 | Open Position FB- Exhaust Hood Spray vlv | 20LCE55AA202 | PRODUCTION |  |  | JLSL1
20MAG10AA201-F11 | Close position feedback-vaccum breaker valve | 20MAG10AA201 | PRODUCTION |  |  | JLSL1
20MAG10AA201-F21 | Open position feedback-vaccum breaker valve | 20MAG10AA201 | PRODUCTION |  |  | JLSL1
10MAL10AA202-F1 | Close position feedback- Turbine Control valve-1 drain vlv | 10MAL10AA202 | PRODUCTION |  |  | JLSL1
10MAL10AA202-F11 | Close position feedback- Turbine Control valve-1 drain vlv | 10MAL10AA202 | PRODUCTION |  |  | JLSL1
10MAL10AA202-F2 | Open position feedback- Turbine Control valve-1 drain vlv | 10MAL10AA202 | PRODUCTION |  |  | JLSL1
10MAL10AA202-F21 | Open position feedback- Turbine Control valve-1 drain vlv | 10MAL10AA202 | PRODUCTION |  |  | JLSL1
20MAL10AA202-F11 | Close position feedback- Turbine Control valve-1 drain vlv | 20MAL10AA202 | PRODUCTION |  |  | JLSL1
20MAL10AA202-F21 | Open position feedback- Turbine Control valve-1 drain vlv | 20MAL10AA202 | PRODUCTION |  |  | JLSL1
10MAL10AA203-F1 | Close position feedback- wheel chamber drain vlv | 10MAL10AA203 | PRODUCTION |  |  | JLSL1
10MAL10AA203-F11 | Close position feedback- wheel chamber drain vlv | 10MAL10AA203 | PRODUCTION |  |  | JLSL1
10MAL10AA203-F2 | Open position feedback- wheel chamber drain vlv | 10MAL10AA203 | PRODUCTION |  |  | JLSL1
10MAL10AA203-F21 | Open position feedback- wheel chamber drain vlv | 10MAL10AA203 | PRODUCTION |  |  | JLSL1
20MAL10AA203-F11 | Close position feedback- wheel chamber drain vlv | 20MAL10AA203 | PRODUCTION |  |  | JLSL1
20MAL10AA203-F21 | Open position feedback- wheel chamber drain vlv | 20MAL10AA203 | PRODUCTION |  |  | JLSL1
10MAL10AA204-F1 | Close position feedback- Turbine casing drains chamber-2 | 10MAL10AA204 | PRODUCTION |  |  | JLSL1
10MAL10AA204-F11 | Close position feedback- Turbine casing drains chamber-2 | 10MAL10AA204 | PRODUCTION |  |  | JLSL1
10MAL10AA204-F2 | Open position feedback- Turbine casing drains chamber-2 | 10MAL10AA204 | PRODUCTION |  |  | JLSL1
10MAL10AA204-F21 | Open position feedback- Turbine casing drains chamber-2 | 10MAL10AA204 | PRODUCTION |  |  | JLSL1
20MAL10AA204-F11 | Close position feedback- Turbine casing drains chamber-2 | 20MAL10AA204 | PRODUCTION |  |  | JLSL1
20MAL10AA204-F21 | Open position feedback- Turbine casing drains chamber-2 | 20MAL10AA204 | PRODUCTION |  |  | JLSL1
10MAL10AA205-F1 | Close position feedback- Turbine casing drains chamber 3 vlv | 10MAL10AA205 | PRODUCTION |  |  | JLSL1
10MAL10AA205-F11 | Close position feedback- Turbine casing drains chamber 3 vlv | 10MAL10AA205 | PRODUCTION |  |  | JLSL1
10MAL10AA205-F2 | Open position feedback- Turbine casing drains chamber 3 vlv | 10MAL10AA205 | PRODUCTION |  |  | JLSL1
10MAL10AA205-F21 | Open position feedback- Turbine casing drains chamber 3 vlv | 10MAL10AA205 | PRODUCTION |  |  | JLSL1
20MAL10AA205-F11 | Close position feedback- Turbine casing drains chamber 3 vlv | 20MAL10AA205 | PRODUCTION |  |  | JLSL1
20MAL10AA205-F21 | Open position feedback- Turbine casing drains chamber 3 vlv | 20MAL10AA205 | PRODUCTION |  |  | JLSL1
10MAL10AA206-F1 | Close position feedback- Turbine casing drains chamber 4 vlv | 10MAL10AA206 | PRODUCTION |  |  | JLSL1
10MAL10AA206-F11 | Close position feedback- Turbine casing drains chamber 4 vlv | 10MAL10AA206 | PRODUCTION |  |  | JLSL1
10MAL10AA206-F2 | Open position feedback- Turbine casing drains chamber 4 vlv | 10MAL10AA206 | PRODUCTION |  |  | JLSL1
10MAL10AA206-F21 | Open position feedback- Turbine casing drains chamber 4 vlv | 10MAL10AA206 | PRODUCTION |  |  | JLSL1
20MAL10AA206-F11 | Close position feedback- Turbine casing drains chamber 4 vlv | 20MAL10AA206 | PRODUCTION |  |  | JLSL1
20MAL10AA206-F21 | Open position feedback- Turbine casing drains chamber 4 vlv | 20MAL10AA206 | PRODUCTION |  |  | JLSL1
10MAL10AA211-F1 | Close position feedback-Turbine AK-1 drain vlv | 10MAL10AA211 | PRODUCTION |  |  | JLSL1
10MAL10AA211-F11 | Close position feedback-Turbine AK-1 drain vlv | 10MAL10AA211 | PRODUCTION |  |  | JLSL1
10MAL10AA211-F2 | Open position feedback- Turbine AK-1 drain vlv | 10MAL10AA211 | PRODUCTION |  |  | JLSL1
10MAL10AA211-F21 | Open position feedback- Turbine AK-1 drain vlv | 10MAL10AA211 | PRODUCTION |  |  | JLSL1
20MAL10AA211-F11 | Close position feedback-Turbine AK-1 drain vlv | 20MAL10AA211 | PRODUCTION |  |  | JLSL1
20MAL10AA211-F21 | Open position feedback- Turbine AK-1 drain vlv | 20MAL10AA211 | PRODUCTION |  |  | JLSL1
10MAL10AA224-F1 | Solenoid valve | 10MAL10AA224 | PRODUCTION |  |  | JLSL1
10MAL10AA224-F11 | Solenoid valve | 10MAL10AA224 | PRODUCTION |  |  | JLSL1
10MAL10AA224-F2 | Solenoid valve | 10MAL10AA224 | PRODUCTION |  |  | JLSL1
10MAL10AA224-F21 | Solenoid valve | 10MAL10AA224 | PRODUCTION |  |  | JLSL1
20MAL10AA224-F11 | Solenoid valve | 20MAL10AA224 | PRODUCTION |  |  | JLSL1
20MAL10AA224-F21 | Solenoid valve | 20MAL10AA224 | PRODUCTION |  |  | JLSL1
10MAL10AA228-F1 | Close position feedback- Rear gland sealing vlv | 10MAL10AA228 | PRODUCTION |  |  | JLSL1
10MAL10AA228-F11 | Close position feedback- Rear gland sealing vlv | 10MAL10AA228 | PRODUCTION |  |  | JLSL1
10MAL10AA228-F2 | Open position feedback- Rear gland sealing vlv | 10MAL10AA228 | PRODUCTION |  |  | JLSL1
10MAL10AA228-F21 | Open position feedback- Rear gland sealing vlv | 10MAL10AA228 | PRODUCTION |  |  | JLSL1
20MAL10AA228-F11 | Close position feedback- Rear gland sealing vlv | 20MAL10AA228 | PRODUCTION |  |  | JLSL1
20MAL10AA228-F21 | Open position feedback- Rear gland sealing vlv | 20MAL10AA228 | PRODUCTION |  |  | JLSL1
10GAC21BN001MZ | Emergency shower - CaO silo Unit 1 | 10GAC21BN001 | PRODUCTION |  |  | 90906610 | SS304
20GAC21BN001MZ | Emergency shower - CaO silo Unit 2 | 20GAC21BN001 | PRODUCTION |  |  | 90906610 | SS304
10GAC22BN001MZ | Emergency shower - Mixer Unit 1 | 10GAC22BN001 | PRODUCTION |  |  | 90906610 | SS304
20GAC22BN001MZ | Emergency shower - Mixer Unit 2 | 20GAC22BN001 | PRODUCTION |  |  | 90906610 | SS304
10GAC23BN001MZ | Emergency shower - Big bag station area | 10GAC23BN001 | PRODUCTION |  |  | 90906610 | SS304
20GAC23BN001MZ | Emergency shower | 20GAC23BN001 | PRODUCTION |  |  | 90906610 | SS304
00SGA01AP003KP | Jockey pump 1 | 00SGA01AP003 | PRODUCTION |  |  | JVS8-140
00SGA01AP003-M01 | Motor, Jockey pump 1 | 00SGA01AP003 | PRODUCTION |  |  | B66837238
00SGA01AP004KP | Jockey pump 2 | 00SGA01AP004 | PRODUCTION |  |  | JVS8-140
00SGA01AP004-M01 | Motor, Jockey pump 2 | 00SGA01AP004 | PRODUCTION |  |  | B66837551
00QKA02BB001KD | Air seperator | 00QKA02BB001 | PRODUCTION |  |  |  | Mild Steel
00QKA03BB001KD | Pressurised Expansion Tank | 00QKA03BB001 | PRODUCTION |  |  | 100 Lit | Mild Steel
00QKA07AP001KP | Booster Pump - 1 | 00QKA07AP001 | PRODUCTION
00QKA07AP001-M01 | Booster Pump - 1 | 00QKA07AP001 | PRODUCTION
00QKA08AP001KP | Booster Pump - 2 | 00QKA08AP001 | PRODUCTION
00QKA08AP001-M01 | Booster Pump - 2 | 00QKA08AP001 | PRODUCTION
10QEU41AN001KN | Conveying air blower | 10QEU41AN001 | PRODUCTION |  |  | DB 166 C pr | carbon steel
20QEU41AN001KN | Conveying air blower | 20QEU41AN001 | PRODUCTION |  |  | DB 166 C pr | carbon steel
00GBC59CP022-U01 | Pressure Transmitter | 00GBC59CP022 | PRODUCTION |  |  | YSTG74S-E1G000-1-0-AHT-11C-B-31A0-F1,FX(PT)-0000 + 2VM | ALUMINUM
00GBS59CP021-U01 | Pressure Transmitter | 00GBS59CP021 | PRODUCTION |  |  | YSTR745G-11A0000-000000000-0-CHT-11C-0-31A0-00-0000 | ALUMINUM
00GCB59CF002-U01 | Flow Transmitter | 00GCB59CF002 | PRODUCTION |  |  | YSTD725-E1AC4AS-1-0-AHT-11C-B-31A0-F1,FX(PT)-0000 + 5VM | SS
00GCB59CP011-U01 | Differential Pressure Transmitter | 00GCB59CP011 | PRODUCTION |  |  | YSTD735-E1AC4AS-1-0-AHT-11C-B-31A0-F1,FX(PT)-0000 + 5VM | ALUMINUM
00GCB59CP012-U01 | Differential Pressure Transmitter | 00GCB59CP012 | PRODUCTION |  |  | YSTD735-E1AC4AS-1-0-AHT-11C-B-31A0-F1,FX(PT)-0000 + 5VM | ALUMINUM
00GCB59CP013-U01 | Differential Pressure Transmitter | 00GCB59CP013 | PRODUCTION |  |  | YSTD735-E1AC4AS-1-0-AHT-11C-B-31A0-F1,FX(PT)-0000 + 5VM | ALUMINUM
00GCB59CP014-U01 | Differential Pressure Transmitter | 00GCB59CP014 | PRODUCTION |  |  | YSTD735-E1AC4AS-1-0-AHT-11C-B-31A0-F1,FX(PT)-0000 + 5VM | ALUMINUM
00GCC59CP023-U01 | Pressure Transmitter | 00GCC59CP023 | PRODUCTION |  |  | YSTG74S-E1G000-1-0-AHT-11C-B-31A0-F1,FX(PT)-0000 + 2VM | ALUMINUM
10HJF51AA201-F01 | Limit switch | 10HJF51AA201 | PRODUCTION |  |  | 007/FROG
00GCC59CP024-U01 | Pressure Transmitter | 00GCC59CP024 | PRODUCTION |  |  | YSTG74S-E1G000-1-0-AHT-11C-B-31A0-F1,FX(PT)-0000 + 2VM | ALUMINUM
00GCF59CF003-U01 | Flow Transmitter | 00GCF59CF003 | PRODUCTION |  |  | YSTD725-E1AC4AS-1-0-AHT-11C-B-31A0-F1,FX(PT)-0000 + 5VM | SS
00GCF59CF004-U01 | Flow Transmitter | 00GCF59CF004 | PRODUCTION |  |  | YSTD725-E1AC4AS-1-0-AHT-11C-B-31A0-F1,FX(PT)-0000 + 5VM | SS
00GCF59CF005-U01 | Flow Transmitter | 00GCF59CF005 | PRODUCTION |  |  | YSTD725-E1AC4AS-1-0-AHT-11C-B-31A0-F1,FX(PT)-0000 + 5VM | SS
00GCR59CP025-U01 | Pressure Transmitter | 00GCR59CP025 | PRODUCTION |  |  | YSTR745G-11A0000-000000000-0-CHT-11C-0-31A0-00-0000 | ALUMINUM
00GMA59CP027-U01 | Pressure Transmitter | 00GMA59CP027 | PRODUCTION |  |  | YSTG74S-E1G000-1-0-AHT-11C-B-31A0-F1,FX(PT)-0000 + 2VM | ALUMINUM
00GMB59CP015-U01 | Differential Pressure Transmitter | 00GMB59CP015 | PRODUCTION |  |  | YSTD735-E1AC4AS-1-0-AHT-11C-B-31A0-F1,FX(PT)-0000 + 5VM | ALUMINUM
00GMB59CP016-U01 | Differential Pressure Transmitter | 00GMB59CP016 | PRODUCTION |  |  | YSTD735-E1AC4AS-1-0-AHT-11C-B-31A0-F1,FX(PT)-0000 + 5VM | ALUMINUM
00GMC59CP026-U01 | Pressure Transmitter | 00GMC59CP026 | PRODUCTION |  |  | YSTG74S-E1G000-1-0-AHT-11C-B-31A0-F1,FX(PT)-0000 + 2VM | ALUMINUM
20HJF51AA201-F01 | Limit switch | 20HJF51AA201 | PRODUCTION |  |  | 007/FROG
10HJF51AA202-F01 | Limit switch | 10HJF51AA202 | PRODUCTION |  |  | 007/FROG
20HJF51AA202-F01 | Limit switch | 20HJF51AA202 | PRODUCTION |  |  | 007/FROG
10HJF51CG101-F01 | Limit switch | 10HJF51CG101 | PRODUCTION |  |  | 007/FROG
20HJF51CG101-F01 | Limit Switch | 20HJF51CG101 | PRODUCTION |  |  | 007/FROG
10HJF52AA201-F01 | Limit switch | 10HJF52AA201 | PRODUCTION |  |  | 007/FROG
20HJF52AA201-F01 | Limit switch | 20HJF52AA201 | PRODUCTION |  |  | 007/FROG
10HJF52AA202-F01 | Limit switch | 10HJF52AA202 | PRODUCTION |  |  | 007/FROG
20HJF52AA202-F01 | Limit switch | 20HJF52AA202 | PRODUCTION |  |  | 007/FROG
10HJF52CG101-F01 | Limit Switch | 10HJF52CG101 | PRODUCTION |  |  | 007/FROG
20HJF52CG101-F01 | Limit Switch | 20HJF52CG101 | PRODUCTION |  |  | 007/FROG
00EGE10KP004KP | WASTE WATER TRANSFER PUMP | 00EGE10KP004 | PRODUCTION |  |  | VOACH 25/130
10HLC10AC001KC | Primary air steam preheater boiler 1 | 10HLC10AC001 | PRODUCTION |  | ID635510/1 | 2700/1792/2,5-et-D7 | P235GH
20HLC10AC001KC | Primary air steam preheater boiler 1 | 20HLC10AC001 | PRODUCTION |  | ID635510/2 | 2700/1792/2,5-et-D7 | P235GH
10HLC20AC001KC | Overfire air steam preheater boiler 1 | 10HLC20AC001 | PRODUCTION |  | ID635520/1 | 2900/2304/3,5-et-D7 | P235GH
20HLC20AC001KC | Primary air steam preheater boiler 1 | 20HLC20AC001 | PRODUCTION |  | ID635520/2 | 2900/2304/3,5-et-D7 | P235GH
10HDA11BR801MR | Bottom ash drop chute 1, flexible joint | 10HDA11BR801 | PRODUCTION |  |  | RCT 400x400/205mm
20HDA11BR801MR | Bottom ash drop chute 1, flexible joint | 20HDA11BR801 | PRODUCTION |  |  | RCT 400x400/205mm
10HDA12BR801MR | Bottom ash drop chute 2, flexible joint | 10HDA12BR801 | PRODUCTION |  |  | RCT 400x400/205mm
20HDA12BR801MR | Bottom ash drop chute 2, flexible joint | 20HDA12BR801 | PRODUCTION |  |  | RCT 400x400/205mm
10HDA13BR801MR | Bottom ash drop chute 3, flexible joint | 10HDA13BR801 | PRODUCTION |  |  | RCT 400x400/205mm
20BAY30-A01 | UAT relay panel-2 | 20BAY30 | PRODUCTION
20HDA13BR801MR | Bottom ash drop chute 3, flexible joint | 20HDA13BR801 | PRODUCTION |  |  | RCT 400x400/205mm
10HDA15AF001KF | Bottom ash screw conveyor 1 | 10HDA15AF001 | PRODUCTION |  | DIPL:CPV01-0055-1372-1399,A-B | Screw conveyor, water cooled SWB10-40-6
10HDA15AF001MG | Bottom ash screw conveyor 1, gear | 10HDA15AF001 | PRODUCTION
20HDA15AF001KF | Bottom ash screw conveyor 1 - VFD Healthy | 20HDA15AF001 | PRODUCTION |  |  | Screw conveyor, water cooled SWB10-40-6
20HDA15AF001MG | Bottom ash screw conveyor 1 - gear | 20HDA15AF001 | PRODUCTION
10HDA15BR801MR | Bottom ash chute 1, flexible joint | 10HDA15BR801 | PRODUCTION |  |  | D460/400
20HDA15BR801MR | Bottom ash chute 1, flexible joint | 20HDA15BR801 | PRODUCTION |  |  | D460/400
10HDA21BR801MR | Bottom ash drop chute 4, flexible joint | 10HDA21BR801 | PRODUCTION |  |  | RCT 400x400/205mm
20HDA21BR801MR | Bottom ash drop chute 4, flexible joint | 20HDA21BR801 | PRODUCTION |  |  | RCT 400x400/205mm
10HDA22BR801MR | Bottom ash drop chute 5, flexible joint | 10HDA22BR801 | PRODUCTION |  |  | RCT 400x400/205mm
20HDA22BR801MR | Bottom ash drop chute 5, flexible joint | 20HDA22BR801 | PRODUCTION |  |  | RCT 400x400/205mm
10HDA23BR801MR | Bottom ash drop chute 6, flexible joint | 10HDA23BR801 | PRODUCTION |  |  | RCT 400x400/205mm
20HDA23BR801MR | Bottom ash drop chute 6, flexible joint | 20HDA23BR801 | PRODUCTION |  |  | RCT 400x400/205mm
10HDA25AF001KF | Bottom ash screw conveyor 2 | 10HDA25AF001 | PRODUCTION |  | DIPL:CPV01-0055-1372-1399,A-B | Screw conveyor, water cooled SWB10-40-6
10HDA25AF001MG | Bottom ash screw conveyor 2, gear | 10HDA25AF001 | PRODUCTION
20HDA25AF001KF | Bottom ash screw conveyor 2 - VFD Healthy | 20HDA25AF001 | PRODUCTION |  |  | Screw conveyor, water cooled SWB10-40-6
20HDA25AF001MG | Bottom ash screw conveyor 2 - gear | 20HDA25AF001 | PRODUCTION
10HDA25BR801MR | Bottom ash chute 2, flexible joint | 10HDA25BR801 | PRODUCTION |  |  | D460/400
20HDA25BR801MR | Bottom ash chute 2, flexible joint | 20HDA25BR801 | PRODUCTION |  |  | D460/400
10HDA40AF001KF | Bottom ash drag chain conveyor | 10HDA40AF001 | PRODUCTION |  | DIPL:CPV01-0055-1372-1399,A-B | FCA10-500
10HDA40AF001MG | Flight chain conveyor, ash, gear | 10HDA40AF001 | PRODUCTION
20HDA40AF001KF | Flight chain conveyor, ash | 20HDA40AF001 | PRODUCTION |  |  | FCA10-500
20HDA40AF001MG | Flight chain conveyor, ash, gear | 20HDA40AF001 | PRODUCTION
10HDA40BR801MR | Bottom ash container loading device | 10HDA40BR801 | PRODUCTION |  |  | KLS400-560
20HDA40BR801MR | Bottom ash container loading device | 20HDA40BR801 | PRODUCTION |  |  | KLS400-560
10HDA51BB001KD | Bottom ash container B1 | 10HDA51BB001 | PRODUCTION |  |  | Andritz design
20HDA51BB001KD | Bottom ash container B1 | 20HDA51BB001 | PRODUCTION |  |  | Andritz design
10HDA52BB001KD | Bottom ash container B2 | 10HDA52BB001 | PRODUCTION |  |  | Andritz design
20HDA52BB001KD | Bottom ash container B2 | 20HDA52BB001 | PRODUCTION |  |  | Andritz design
10HDB10AT001KT | Bottom ash sieve | 10HDB10AT001 | PRODUCTION |  |  | RS600 / 450 TRETEC OY
20HDB10AT001KT | Bottom ash sieve | 20HDB10AT001 | PRODUCTION |  |  | RS600 / 450 TRETEC OY
10HDC20BR801MR | Fly ash chute from 2nd pass, expansion joint | 10HDC20BR801 | PRODUCTION |  |  | PRFI/0250/**/97/303/1
20HDC20BR801MR | Fly ash chute from 2nd pass, expansion joint | 20HDC20BR801 | PRODUCTION |  |  | PRFI/0250/**/97/303/1
10HDC20BR802MR | Fly ash chute from 2nd pass, expansion joint | 10HDC20BR802 | PRODUCTION |  |  | PRFI/0250/**/97/303/1
20HDC20BR802MR | Fly ash chute from 2nd pass, expansion joint | 20HDC20BR802 | PRODUCTION |  |  | PRFI/0250/**/97/303/1
10HDC20BR803MR | Fly ash chute from 2nd pass, expansion joint | 10HDC20BR803 | PRODUCTION |  |  | PRFI/0250/**/60/380/1
20HDC20BR803MR | Fly ash chute from 2nd pass, expansion joint | 20HDC20BR803 | PRODUCTION |  |  | PRFI/0250/**/60/380/1
10HDC30AF001KF | 3rd pass ash screw conveyor | 10HDC30AF001 | PRODUCTION |  |  | Screw conveyor, 3rd pass SWG-40
10HDC30AF001MG | 3rd pass ash screw conveyor, gear | 10HDC30AF001 | PRODUCTION
20HDC30AF001KF | 3rd pass ash screw conveyor | 20HDC30AF001 | PRODUCTION |  |  | Screw conveyor, 3rd pass SWG-40
20HDC30AF001MG | 3rd pass ash screw conveyor, gear | 20HDC30AF001 | PRODUCTION
10HDC30AF002KF | 3rd pass ash rotary feeder | 10HDC30AF002 | PRODUCTION |  |  | KOPAR RV300-350-DN300-FA57
10HDC30AF002MG | 3rd pass ash rotary feeder, gear | 10HDC30AF002 | PRODUCTION
20HDC30AF002KF | 3rd pass ash rotary feeder | 20HDC30AF002 | PRODUCTION |  |  | KOPAR RV300-350-DN300-FA57
20HDC30AF002MG | 3rd pass ash rotary feeder, gear | 20HDC30AF002 | PRODUCTION
10HDC30BR801MR | Fly ash chute from 3rd pass, expansion joint | 10HDC30BR801 | PRODUCTION |  |  | Fabric D350/200 Masino
20HDC30BR801MR | Fly ash chute from 3rd pass, expansion joint | 20HDC30BR801 | PRODUCTION |  |  | Fabric D350/200 Masino
10HDC31AF001KF | 2nd and 3rd pass ash pneum. conveyor | 10HDC31AF001 | PRODUCTION |  |  | SWE10-40
10HDC31AF001MG | 2nd and 3rd pass ash screw conveyor, gear | 10HDC31AF001 | PRODUCTION
10HDC31AF001-U01 | 2nd pass ash screw conveyor - VFD | 10HDC31AF001 | PRODUCTION |  |  | SWE10-40
20HDC31AF001KF | 2nd and 3rd pass ash screw conveyor | 20HDC31AF001 | PRODUCTION |  |  | SWE10-40
20HDC31AF001MG | 2nd and 3rd pass ash screw conveyor, gear | 20HDC31AF001 | PRODUCTION
10HFA10AF001KF | PowerScrew 1, reclaimer | 10HFA10AF001 | PRODUCTION |  | DIPL:CPV01-1M10-1356-1371 | Screw reclaimer (RPC40-7HC)
10HFA10AF001MG | PowerScrew 1, reclaimer, gear | 10HFA10AF001 | PRODUCTION
20HFA10AF001KF | PowerScrew 1, reclaimer | 20HFA10AF001 | PRODUCTION |  |  | Screw reclaimer (RPC40-7HC)
20HFA10AF001MG | PowerScrew 1, reclaimer, gear | 20HFA10AF001 | PRODUCTION
10HFA10AM001KM | Boiler silo 1 spreader - Motor | 10HFA10AM001 | PRODUCTION |  | SERIAL NO: 1801 | Serial no: 1801
20HFA10AM001KM | Boiler silo 1 spreader | 20HFA10AM001 | PRODUCTION |  | SERIAL NO: 1801 | Serial no: 2801
10HFA10BB001KD | Boiler silo 1 | 10HFA10BB001 | PRODUCTION |  |  | SSF10, 1802
20HFA10BB001KD | Boiler silo 1 | 20HFA10BB001 | PRODUCTION |  |  | SSF10, 2802
10HFA20AF001KF | PowerScrew 2, reclaimer | 10HFA20AF001 | PRODUCTION |  | DIPL:CPV01-1M10-1356-1371 | Screw reclaimer (RPC40-7HC)
10HFA20AF001MG | PowerScrew 2, reclaimer, gear | 10HFA20AF001 | PRODUCTION
20HFA20AF001KF | Reclaimer 2, cooling fan | 20HFA20AF001 | PRODUCTION |  |  | Screw reclaimer (RPC40-7HC)
20HFA20AF001MG | Reclaimer 2, cooling fan, gear | 20HFA20AF001 | PRODUCTION
10HFA20AM001KM | Boiler silo 2 spreader | 10HFA20AM001 | PRODUCTION |  | SERIAL NO: 1801 | Serial no: 1821
20HFA20AM001KM | Boiler silo 2 spreader | 20HFA20AM001 | PRODUCTION |  | SERIAL NO: 1801 | Serial no: 2821
10HFA20BB001KD | Boiler silo 2 | 10HFA20BB001 | PRODUCTION |  |  | SSF10, 1822
20HFA20BB001KD | Boiler silo 2 | 20HFA20BB001 | PRODUCTION |  |  | SSF10, 2822
10HFB10AF001KF | Fuel transportation chain conveyor 1 | 10HFB10AF001 | PRODUCTION |  | DIPL:CPV01-0055-1372-1399,A-B | FCF10-750
10HFB10AF001MG | Fuel transportation chain conveyor 1, gear | 10HFB10AF001 | PRODUCTION
20HFB10AF001KF | Fuel transportation chain conveyor 1 | 20HFB10AF001 | PRODUCTION |  |  | FCF10-750
20HFB10AF001MG | Fuel transportation chain conveyor 1 , gear | 20HFB10AF001 | PRODUCTION
10HFB10BB001KD | Balancing bin 1 | 10HFB10BB001 | PRODUCTION |  |  | Andritz design
20HFB10BB001KD | Balancing bin 1 | 20HFB10BB001 | PRODUCTION |  |  | Andritz design
10HFB11AF001KF | Fuel feeding screw 1 | 10HFB11AF001 | PRODUCTION |  | DIPL:CPV01-0055-1372-1399,A-B | Dividing bin screw SWD12-50
20HFB11AF001KF | Fuel feeding screw 1 | 20HFB11AF001 | PRODUCTION |  |  | Dividing bin screw SWD12-50
20HFB11AF001MG | Fuel feeding screw 1 , gear | 20HFB11AF001 | PRODUCTION
10HFB11AF002KF | Rotary feeder 1 | 10HFB11AF002 | PRODUCTION |  |  | Rotary valve, cutting RVC10-6-6
10HFB11AF002MG | Rotary feeder 1, gear | 10HFB11AF002 | PRODUCTION
10HFB11AF002-U01 | Rotary feeder 1 - VFD | 10HFB11AF002 | PRODUCTION |  |  | RVC10-6-6
20HFB11AF002KF | Rotary feeder 1 | 20HFB11AF002 | PRODUCTION |  |  | Rotary valve, cutting RVC10-6-6
20HFB11AF002MG | Rotary feeder 1, gear | 20HFB11AF002 | PRODUCTION
10HFB11BR801MR | Fuel feeding chute 1 expansion joint | 10HFB11BR801 | PRODUCTION |  |  | RCT 620x460/840 mm
20HFB11BR801MR | Fuel feeding chute 1 expansion joint | 20HFB11BR801 | PRODUCTION |  |  | RCT 620x460/840 mm
10HFB12AF001KF | Fuel feeding screw 2 | 10HFB12AF001 | PRODUCTION |  | DIPL:CPV01-0055-1372-1399,A-B | Dividing bin screw SWD12-50
10HFB12AF001MG | Fuel feeding screw 2, gear | 10HFB12AF001 | PRODUCTION
20HFB12AF001KF | Fuel feeding screw 2 | 20HFB12AF001 | PRODUCTION |  |  | Dividing bin screw SWD12-50
20HFB12AF001MG | Fuel feeding screw 2, gear | 20HFB12AF001 | PRODUCTION
10HFB12AF002KF | Rotary feeder 2 | 10HFB12AF002 | PRODUCTION |  |  | Rotary valve, cutting RVC10-6-6
10HFB12AF002MG | Rotary feeder 2, gear | 10HFB12AF002 | PRODUCTION
20HFB12AF002KF | Rotary feeder 2 | 20HFB12AF002 | PRODUCTION |  |  | Rotary valve, cutting RVC10-6-6
20HFB12AF002MG | Rotary feeder 2, gear | 20HFB12AF002 | PRODUCTION
00URS00R01 | Strainers #1 | 00UR | TOOL
10HFB12BR801MR | Fuel feeding chute 2 expansion joint | 10HFB12BR801 | PRODUCTION |  |  | RCT 620x460/840 mm
20HFB12BR801MR | Fuel feeding chute 2 expansion joint | 20HFB12BR801 | PRODUCTION |  |  | RCT 620x460/840 mm
10HFB20AF001KF | Fuel transportation chain conveyor 2 | 10HFB20AF001 | PRODUCTION |  | DIPL:CPV01-0055-1372-1399,A-B | FCF10-750
10HFB20AF001MG | Fuel transportation chain conveyor 2, gear | 10HFB20AF001 | PRODUCTION
20HFB20AF001KF | Fuel transportation chain conveyor 2 | 20HFB20AF001 | PRODUCTION |  |  | FCF10-750
20HFB20AF001MG | Fuel transportation chain conveyor 2 , gear | 20HFB20AF001 | PRODUCTION
10HFB20BB001KD | Fuel transportation, Balancing bin 2 | 10HFB20BB001 | PRODUCTION |  |  | Andritz design
20HFB20BB001KD | Balancing bin 2 | 20HFB20BB001 | PRODUCTION |  |  | Andritz design
10HFB21AF001KF | Fuel feeding screw 3 | 10HFB21AF001 | PRODUCTION |  | DIPL:CPV01-0055-1372-1399,A-B | SWD12-50
20HFB21AF001KF | Fuel feeding screw 3 | 20HFB21AF001 | PRODUCTION |  |  | SWD12-50
20HFB21AF001MG | Fuel feeding screw 3, gear | 20HFB21AF001 | PRODUCTION
10HFB21AF002KF | Rotary feeder 3 | 10HFB21AF002 | PRODUCTION |  |  | Rotary valve, cutting RVC10-6-6
10HFB21AF002MG | Rotary feeder 3, gear | 10HFB21AF002 | PRODUCTION
20HFB21AF002KF | Rotary feeder 3 | 20HFB21AF002 | PRODUCTION |  |  | Rotary valve, cutting RVC10-6-6
20HFB21AF002MG | Rotary feeder 3, gear | 20HFB21AF002 | PRODUCTION
10HFB21BR801MR | Fuel feeding chute 3 expansion joint | 10HFB21BR801 | PRODUCTION |  |  | RCT 620x460/840 mm
20HFB21BR801MR | Fuel feeding chute 3 expansion joint | 20HFB21BR801 | PRODUCTION |  |  | RCT 620x460/840 mm
10HFB22AF001KF | Fuel feeding screw 4 | 10HFB22AF001 | PRODUCTION |  | DIPL:CPV01-0055-1372-1399,A-B | SWD12-50
20HFB22AF001KF | Fuel feeding screw 4 | 20HFB22AF001 | PRODUCTION |  |  | SWD12-50
20HFB22AF001MG | Fuel feeding screw 4, gear | 20HFB22AF001 | PRODUCTION
10HFB22AF002KF | Rotary feeder 4 | 10HFB22AF002 | PRODUCTION |  |  | Rotary valve, cutting RVC10-6-6
10HFB22AF002MG | Rotary feeder 4, gear | 10HFB22AF002 | PRODUCTION
20HFB22AF002KF | Rotary feeder 4 | 20HFB22AF002 | PRODUCTION |  |  | Rotary valve, cutting RVC10-6-6
20HFB22AF002MG | Rotary feeder 4, gear | 20HFB22AF002 | PRODUCTION
10HFB22BR801MR | Fuel feeding chute 4 expansion joint | 10HFB22BR801 | PRODUCTION |  |  | RCT 620x460/840 mm
20HFB22BR801MR | Fuel feeding chute 4 expansion joint | 20HFB22BR801 | PRODUCTION |  |  | RCT 620x460/840 mm
10HHK10AF001KF | Bed material receiving bin screw | 10HHK10AF001 | PRODUCTION |  |  | CAUE400
10HHK10AF001MG | Bed material receiving bin screw, gear | 10HHK10AF001 | PRODUCTION
20HHK10AF001KF | Bed material receiving bin screw | 20HHK10AF001 | PRODUCTION |  |  | CAUE400
20HHK10AF001MG | Bed material receiving bin screw, gear | 20HHK10AF001 | PRODUCTION
10HHK10AF002KF | Bed material elevator | 10HHK10AF002 | PRODUCTION |  |  | BE-30-31
10HHK10AF002MG | Bed material elevator, gear | 10HHK10AF002 | PRODUCTION |  |  | BE-30-31
20HHK10AF002KF | Bed material elevator | 20HHK10AF002 | PRODUCTION |  |  | BE-30-31
20HHK10AF002MG | Bed material elevator, gear | 20HHK10AF002 | PRODUCTION |  |  | BE-30-31
10HHK10BB001KD | Bed material receiving bin | 10HHK10BB001 | PRODUCTION |  |  | DRN160M4/TF
20HHK10BB001KD | Bed material receiving bin | 20HHK10BB001 | PRODUCTION |  |  | DRN160M4/TF
10HHK20BB002KD | Bed Material Silo | 10HHK20BB002 | PRODUCTION |  |  | 1865
20HHK20BB002KD | Bed material silo | 20HHK20BB002 | PRODUCTION |  |  | 2865
10HHK30AF001KF | Bed material feeding screw | 10HHK30AF001 | PRODUCTION |  |  | TE TP_M-A6-0916-4L
20HHK30AF001KF | Bed material feeding screw | 20HHK30AF001 | PRODUCTION |  |  | TE TP_M-A6-0916-4L
20HHK30AF001MG | Bed material feeding screw, gear | 20HHK30AF001 | PRODUCTION
10HHK30BR801MR | Bed material feeding chute expansion joint | 10HHK30BR801 | PRODUCTION |  |  | PRFI/0200/**/129/500/0
20HHK30BR801MR | Bed material feeding chute expansion joint | 20HHK30BR801 | PRODUCTION |  |  | PRFI/0200/**/129/500/0
00GAC01AR001MZ | Ruber Expansion Joints | 00GAC01AR001 | PRODUCTION |  |  | FLUID SEALING ASSOCIATION (FSA) STANDARD
00GAC01AR002MZ | Ruber Expansion Joints | 00GAC01AR002 | PRODUCTION |  |  | FLUID SEALING ASSOCIATION (FSA) STANDARD
00GAC01AR003MZ | Ruber Expansion Joints | 00GAC01AR003 | PRODUCTION |  |  | FLUID SEALING ASSOCIATION (FSA) STANDARD
10PAD01AR001MZ | Rubber expansion joint | 10PAD01AR001 | PRODUCTION |  |  | FLUID SEALING ASSOCIATION (FSA) STANDARD | RUBBER - SHORE HARDNESS 65 A
20PAD01AR001MZ | Rubber expansion joint | 20PAD01AR001 | PRODUCTION |  |  | FLUID SEALING ASSOCIATION (FSA) STANDARD | RUBBER - SHORE HARDNESS 65 A
10PAD01AR002MZ | Rubber expansion joint | 10PAD01AR002 | PRODUCTION |  |  | FLUID SEALING ASSOCIATION (FSA) STANDARD | RUBBER - SHORE HARDNESS 65 A
20PAD01AR002MZ | Rubber expansion joint | 20PAD01AR002 | PRODUCTION |  |  | FLUID SEALING ASSOCIATION (FSA) STANDARD | RUBBER - SHORE HARDNESS 65 A
10PAD02AR001MZ | Rubber expansion joint | 10PAD02AR001 | PRODUCTION |  |  | FLUID SEALING ASSOCIATION (FSA) STANDARD | RUBBER - SHORE HARDNESS 65 A
20PAD02AR001MZ | Rubber expansion joint | 20PAD02AR001 | PRODUCTION |  |  | FLUID SEALING ASSOCIATION (FSA) STANDARD | RUBBER - SHORE HARDNESS 65 A
10PAD02AR002MZ | Rubber expansion joint | 10PAD02AR002 | PRODUCTION |  |  | FLUID SEALING ASSOCIATION (FSA) STANDARD | RUBBER - SHORE HARDNESS 65 A
20PAD02AR002MZ | Rubber expansion joint | 20PAD02AR002 | PRODUCTION |  |  | FLUID SEALING ASSOCIATION (FSA) STANDARD | RUBBER - SHORE HARDNESS 65 A
10PAD04AR001MZ | Ruber Expansion Joints | 10PAD04AR001 | PRODUCTION |  |  | FLUID SEALING ASSOCIATION (FSA) STANDARD
20PAD04AR001MZ | Ruber Expansion Joints | 20PAD04AR001 | PRODUCTION |  |  | FLUID SEALING ASSOCIATION (FSA) STANDARD
10PAD05AR001MZ | Ruber Expansion Joints | 10PAD05AR001 | PRODUCTION |  |  | FLUID SEALING ASSOCIATION (FSA) STANDARD
20PAD05AR001MZ | Ruber Expansion Joints | 20PAD05AR001 | PRODUCTION |  |  | FLUID SEALING ASSOCIATION (FSA) STANDARD
10PAD06AR001MZ | Rubber expansion joint | 10PAD06AR001 | PRODUCTION |  |  | FLUID SEALING ASSOCIATION (FSA) STANDARD | RUBBER - SHORE HARDNESS 65 A
20PAD06AR001MZ | Rubber expansion joint | 20PAD06AR001 | PRODUCTION |  |  | FLUID SEALING ASSOCIATION (FSA) STANDARD | RUBBER - SHORE HARDNESS 65 A
10PAD07AR001MZ | Rubber expansion joint | 10PAD07AR001 | PRODUCTION |  |  | FLUID SEALING ASSOCIATION (FSA) STANDARD | RUBBER - SHORE HARDNESS 65 A
20PAD07AR001MZ | Rubber expansion joint | 20PAD07AR001 | PRODUCTION |  |  | FLUID SEALING ASSOCIATION (FSA) STANDARD | RUBBER - SHORE HARDNESS 65 A
10PAD11AR001MZ | Rubber expansion joint | 10PAD11AR001 | PRODUCTION |  |  | FLUID SEALING ASSOCIATION (FSA) STANDARD | RUBBER - SHORE HARDNESS 65 A
20PAD11AR001MZ | Rubber expansion joint | 20PAD11AR001 | PRODUCTION |  |  | FLUID SEALING ASSOCIATION (FSA) STANDARD | RUBBER - SHORE HARDNESS 65 A
10PAD11AR002MZ | Rubber expansion joint | 10PAD11AR002 | PRODUCTION |  |  | FLUID SEALING ASSOCIATION (FSA) STANDARD | RUBBER - SHORE HARDNESS 65 A
20PAD11AR002MZ | Rubber expansion joint | 20PAD11AR002 | PRODUCTION |  |  | FLUID SEALING ASSOCIATION (FSA) STANDARD | RUBBER - SHORE HARDNESS 65 A
00PCB01AR001MZ | Ruber Expansion Joints | 00PCB01AR001 | PRODUCTION |  |  | FLUID SEALING ASSOCIATION (FSA) STANDARD
10PCB01AR001MZ | Ruber Expansion Joints | 10PCB01AR001 | PRODUCTION |  |  | FLUID SEALING ASSOCIATION (FSA) STANDARD
20PCB01AR001MZ | Ruber Expansion Joints | 20PCB01AR001 | PRODUCTION |  |  | FLUID SEALING ASSOCIATION (FSA) STANDARD
00PAD01AA301KA | Globe valve | 00PAD01AA301 | PRODUCTION |  |  | CI800 | CSASTMA105
00PAD02AA501KA | Gate valve | 00PAD02AA501 | PRODUCTION |  |  | 150DN | CSASTMA216GRWCB
10PAD06AA502KA | Condenser cooling water, Gate Valve | 10PAD06AA502 | PRODUCTION |  |  | CL150 | CSASTMA216GRWCB
20PAD06AA502KA | Gate valve | 20PAD06AA502 | PRODUCTION |  |  | 100DN | CSASTMA216GRWCB
10PAD07AA502KA | Condenser cooling water, Gate Valve | 10PAD07AA502 | PRODUCTION |  |  | 100DN | CSASTMA216GRWCB
00PAD08AA501KA | Gate valve | 00PAD08AA501 | PRODUCTION |  |  | 150DN | CSASTMA216GRWCB
20QFB16AA593KA | Globe valve | 20QFB16AA593 | PRODUCTION |  |  | 15DN | SSASTMA182F304
00QKA01AN001KN | Chilled Water Compressor 1 | 00QKA01AN001 | PRODUCTION |  |  | CXH0180-298Y 400/3/50 SDS
00QKA01AN001-M01 | Chilled Water Compressor 1, motor | 00QKA01AN001 | PRODUCTION |  |  | KWS 060.14
00QKA02AN001KN | Chilled Water Compressor 2 | 00QKA02AN001 | PRODUCTION |  |  | CXH0180-298Y 400/3/50 SDS
00QKA02AN001-M01 | Chilled Water Compressor 2, motor | 00QKA02AN001 | PRODUCTION |  |  | KWS 060.14
00QKA03AN001KN | Chilled Water Compressor 3 | 00QKA03AN001 | PRODUCTION |  |  | CXH0180-298Y 400/3/50 SDS
00QKA03AN001-M01 | Chilled Water Compressor 3, motor | 00QKA03AN001 | PRODUCTION |  |  | KWS 060.14
00EGR01AA301KA | Globe Valve | 00EGR01AA301 | PRODUCTION |  |  | CI800
00EGR02AA301KA | Globe Valve | 00EGR02AA301 | PRODUCTION |  |  | CI800 | CSASTMA105
00EGR03AA301KA | Globe Valve | 00EGR03AA301 | PRODUCTION |  |  | CI800 | CSASTMA105
00EGR10AA101KA | Gate Valve | 00EGR10AA101 | PRODUCTION |  |  | CL150
00EGR18AA101KA | Gate Valve | 00EGR18AA101 | PRODUCTION |  |  | CL150
00EGR30AA701KA | Check Valve | 00EGR30AA701 | PRODUCTION |  |  | CL150 | CSASTMA216GRWCB
00EGR32AA701KA | Check Valve | 00EGR32AA701 | PRODUCTION |  |  | CL150 | CSASTMA216GRWCB
00EGR33AA101KA | Gate Valve | 00EGR33AA101 | PRODUCTION |  |  | CL150
00EGR34AA101KA | Globe Valve | 00EGR34AA101 | PRODUCTION |  |  | CI800 | CSASTMA105
00GAC01AA001KA | Butterfly Valve | 00GAC01AA001 | PRODUCTION |  |  | BF0101 | ASTM A 216 Gr. WCB
00GAC01AA301KA | Globe Valve | 00GAC01AA301 | PRODUCTION |  |  | CI800 | CSASTMA105
00GAC01AA302KA | Globe Valve | 00GAC01AA302 | PRODUCTION |  |  | CI800 | CSASTMA105
00GAC01AA701KA | Check Valve | 00GAC01AA701 | PRODUCTION |  |  | CL150 | CSASTMA216GRWCB
00GAC02AA001KA | Butterfly Valve | 00GAC02AA001 | PRODUCTION |  |  | BF0101 | ASTM A 216 Gr. WCB
00GAC02AA301KA | Globe Valve | 00GAC02AA301 | PRODUCTION |  |  | CI800 | CSASTMA105
00GAC02AA302KA | Globe Valve | 00GAC02AA302 | PRODUCTION |  |  | CI800 | CSASTMA105
00GAC02AA701KA | Check Valve | 00GAC02AA701 | PRODUCTION |  |  | CL150 | CSASTMA216GRWCB
00GAC03AA001KA | Butterfly Valve | 00GAC03AA001 | PRODUCTION |  |  | BF0101 | ASTM A 216 Gr. WCB
00GAC03AA301KA | Globe Valve | 00GAC03AA301 | PRODUCTION |  |  | CI800 | CSASTMA105
00GAC03AA302KA | Globe Valve | 00GAC03AA302 | PRODUCTION |  |  | CI800 | CSASTMA105
00GAC03AA701KA | Check Valve | 00GAC03AA701 | PRODUCTION |  |  | CL150 | CSASTMA216GRWCB
00GAC04AA701KA | Butterfly Valve | 00GAC04AA701 | PRODUCTION |  |  | BF0101 DN100 | ASTM A 216 Gr. WCB
00GAC05AA301KA | Globe Valve | 00GAC05AA301 | PRODUCTION |  |  | CI800 | CSASTMA105
00GAC07AA001KA | Gate Valve | 00GAC07AA001 | PRODUCTION |  |  | CI800 | CSASTMA105
00GAC08AA001KA | Gate Valve | 00GAC08AA001 | PRODUCTION |  |  | CI800 | CSASTMA105
00GAC09AA001KA | Gate Valve | 00GAC09AA001 | PRODUCTION |  |  | CI800 | CSASTMA105
00GAC09AA301KA | Globe Valve | 00GAC09AA301 | PRODUCTION |  |  | CI800 | CSASTMA105
00GAC09AA701KA | Check Valve | 00GAC09AA701 | PRODUCTION |  |  | CI800
00GAC10AA001KA | Gate Valve | 00GAC10AA001 | PRODUCTION |  |  | CI800 | CSASTMA105
00GAC10AA301KA | Globe Valve | 00GAC10AA301 | PRODUCTION |  |  | CI800 | CSASTMA105
00GAC10AA701KA | Check Valve | 00GAC10AA701 | PRODUCTION |  |  | CI800
00GAC11AA001KA | Gate Valve | 00GAC11AA001 | PRODUCTION |  |  | CI800 | CSASTMA105
00GAC11AA301KA | Globe Valve | 00GAC11AA301 | PRODUCTION |  |  | CI800 | CSASTMA105
00GCL01AA201KA | Gate Valve | 00GCL01AA201 | PRODUCTION |  |  | CI800 | SS ASTM A182 F304
00GCL01AA202KA | Gate Valve | 00GCL01AA202 | PRODUCTION |  |  | CI800 | SS ASTM A182 F304
00GCL02AA201KA | Gate Valve | 00GCL02AA201 | PRODUCTION |  |  | CI800 | SS ASTM A182 F304
00GCL02AA202KA | Gate Valve | 00GCL02AA202 | PRODUCTION |  |  | CI800 | SS ASTM A182 F304
00GHB01AA101KA | Butterfly Valve | 00GHB01AA101 | PRODUCTION |  |  | 300DN BF0101 | CSASTMA216GRWCB
00GHB01AA301KA | Globe Valve | 00GHB01AA301 | PRODUCTION |  |  | CI800 | CSASTMA105
00URS00R02 | Strainers #2 | 00UR | PRODUCTION
00GHB02AA101KA | Butterfly Valve | 00GHB02AA101 | PRODUCTION |  |  | 300DN BF0101 | CSASTMA216GRWCB
00GHB02AA301KA | Globe Valve | 00GHB02AA301 | PRODUCTION |  |  | CI800 | CSASTMA105
00GHB05AA101KA | Butterfly Valve | 00GHB05AA101 | PRODUCTION |  |  | DN80 BF-01-01 | CSASTMA216GRWCB
00GHB05AA102KA | Check Valve | 00GHB05AA102 | PRODUCTION |  |  | CL150 | CSASTMA216GRWCB
00GHB05AA103KA | Butterfly Valve | 00GHB05AA103 | PRODUCTION |  |  | DN80 BF-01-01 | CSASTMA216GRWCB
00GHB05AA301KA | Globe Valve | 00GHB05AA301 | PRODUCTION |  |  | CI800 | CSASTMA105
00GHB05AA302KA | Globe Valve | 00GHB05AA302 | PRODUCTION |  |  | CI800 | CSASTMA105
00GHB05AA401KA | Gate Valve | 00GHB05AA401 | PRODUCTION |  |  | CI800 | CSASTMA105
00GHB06AA101KA | Butterfly Valve | 00GHB06AA101 | PRODUCTION |  |  | DN80 BF0101 | CSASTMA216GRWCB
00GHB06AA102KA | Check Valve | 00GHB06AA102 | PRODUCTION |  |  | CL150 | CSASTMA216GRWCB
00GHB06AA103KA | Butterfly Valve | 00GHB06AA103 | PRODUCTION |  |  | DN80 BF0101 | CSASTMA216GRWCB
00GHB06AA301KA | Globe Valve | 00GHB06AA301 | PRODUCTION |  |  | CI800 | CSASTMA105
00GHB06AA302KA | Globe Valve | 00GHB06AA302 | PRODUCTION |  |  | CI800 | CSASTMA105
00GHB06AA401KA | Gate Valve | 00GHB06AA401 | PRODUCTION |  |  | CI800 | CSASTMA105
00GHB07AA301KA | Globe Valve | 00GHB07AA301 | PRODUCTION |  |  | CI800 | CSASTMA105
00GHB09AA101KA | Butterfly Valve | 00GHB09AA101 | PRODUCTION |  |  | 300DN BF0101 | CSASTMA216GRWCB
00GHB09AA102KA | Check Valve | 00GHB09AA102 | PRODUCTION |  |  | CL150 | CSASTMA216GRWCB
00GHB09AA103KA | Butterfly Valve | 00GHB09AA103 | PRODUCTION |  |  | 250DN BF0101 | CSASTMA216GRWCB
00GHB09AA301KA | Globe Valve | 00GHB09AA301 | PRODUCTION |  |  | CI800 | CSASTMA105
00GHB09AA302KA | Globe Valve | 00GHB09AA302 | PRODUCTION |  |  | CI800 | CSASTMA105
00GHB09AA401KA | Gate Valve | 00GHB09AA401 | PRODUCTION |  |  | CI800 | CSASTMA105
00GHB10AA101KA | Butterfly Valve | 00GHB10AA101 | PRODUCTION |  |  | 250DN BF0101 | CSASTMA216GRWCB
00GHB10AA102KA | Check Valve | 00GHB10AA102 | PRODUCTION |  |  | CL150 | CSASTMA216GRWCB
00GHB10AA103KA | Butterfly Valve | 00GHB10AA103 | PRODUCTION |  |  | 250DN BF0101 | CSASTMA216GRWCB
00GHB10AA301KA | Globe Valve | 00GHB10AA301 | PRODUCTION |  |  | CL150 | CSASTMA105
00GHB10AA302KA | Globe Valve | 00GHB10AA302 | PRODUCTION |  |  | CL150 | CSASTMA105
00GHB10AA401KA | Gate Valve | 00GHB10AA401 | PRODUCTION |  |  | CI800 | CSASTMA105
00GHB11AA301KA | Globe Valve | 00GHB11AA301 | PRODUCTION |  |  | CL150 | CSASTMA105
00GHB11AA302KA | Globe Valve | 00GHB11AA302 | PRODUCTION |  |  | CL150 | CSASTMA105
00GHC01AA001KA | Gate Valve | 00GHC01AA001 | PRODUCTION |  |  | CI800 | SS ASTM A182 F304
10GHC01AA001KA | Gate Valve | 10GHC01AA001 | PRODUCTION |  |  | 80DN | CSASTMA216GRWCB
20GHC01AA001KA | Gate valve | 20GHC01AA001 | PRODUCTION |  |  | 80DN | CSASTMA216GRWCB
10GHC01AA701KA | Check Valve | 10GHC01AA701 | PRODUCTION |  |  | CL150 | CSASTMA216GRWCB
00GHC02AA001KA | Gate Valve | 00GHC02AA001 | PRODUCTION |  |  | CI800 | SS ASTM A182 F304
10GHC02AA001KA | Gate valve | 10GHC02AA001 | PRODUCTION |  |  | 80DN | CSASTMA216GRWCB
20GHC02AA001KA | Gate Valve | 20GHC02AA001 | PRODUCTION |  |  | 80DN | CSASTMA216GRWCB
20GHC02AA701KA | Check Valve | 20GHC02AA701 | PRODUCTION |  |  | CL150 | CSASTMA216GRWCB
20GHC03AA002KA | Gate Valve | 20GHC03AA002 | PRODUCTION |  |  | 40DN | SS ASTM A182 F304
20GHC03AA003KA | Gate Valve | 20GHC03AA003 | PRODUCTION |  |  | 40DN | SS ASTM A182 F304
20GHC03AA004KA | Gate Valve | 20GHC03AA004 | PRODUCTION |  |  | 40DN | SS ASTM A182 F304
10GHC03AA701KA | Check Valve | 10GHC03AA701 | PRODUCTION |  |  | CI800 | SSASTMA105
00GHC04AA001KA | Gate Valve | 00GHC04AA001 | PRODUCTION |  |  | 40DN | SS ASTM A182 F304
10GHC04AA001KA | Gate Valve | 10GHC04AA001 | PRODUCTION |  |  | CI800 | ASTM A312 GR. TP304
20GHC04AA001KA | Gate Valve | 20GHC04AA001 | PRODUCTION |  |  | DN25 | ASTM A312 GR. TP304
00GHC04AA302KA | Globe Valve | 00GHC04AA302 | PRODUCTION |  |  | CI800 | SS ASTM A182 F304
00GHC04AA303KA | Globe Valve | 00GHC04AA303 | PRODUCTION |  |  | CI800 | SS ASTM A182 F304
00GHC04AA304KA | Globe Valve | 00GHC04AA304 | PRODUCTION |  |  | CI800 | SS ASTM A182 F304
00GHC04AA401KA | Gate Valve | 00GHC04AA401 | PRODUCTION |  |  | CI800 | SS ASTM A182 F304
10GHC05AA001KA | Gate Valve | 10GHC05AA001 | PRODUCTION |  |  | CI800 | SS ASTM A182 F304
20GHC05AA001KA | Gate Valve | 20GHC05AA001 | PRODUCTION |  |  | CI800 | SS ASTM A182 F304
00GHC05AA305KA | Globe Valve | 00GHC05AA305 | PRODUCTION |  |  | CI800 | SS ASTM A182 F304
00GHC05AA306KA | Globe Valve | 00GHC05AA306 | PRODUCTION |  |  | CI800 | SS ASTM A182 F304
00GHC05AA701KA | Check Valve | 00GHC05AA701 | PRODUCTION |  |  | CI800 | SS ASTM A182 F304
00GHC06AA001KA | Gate Valve | 00GHC06AA001 | PRODUCTION |  |  | 40DN | SS ASTM A182 F304
00GHC06AA302KA | Globe Valve | 00GHC06AA302 | PRODUCTION |  |  | CI800 | SS ASTM A182 F304
00GHC06AA303KA | Globe Valve | 00GHC06AA303 | PRODUCTION |  |  | CI800 | SS ASTM A182 F304
00GHC06AA304KA | Globe Valve | 00GHC06AA304 | PRODUCTION |  |  | CI800 | SS ASTM A182 F304
00GHC06AA401KA | Gate Valve | 00GHC06AA401 | PRODUCTION |  |  | CI800 | SS ASTM A182 F304
10GHC06AA591KA | Gate Valve | 10GHC06AA591 | PRODUCTION |  |  | 800#
20GHC06AA591KA | Gate Valve | 20GHC06AA591 | PRODUCTION |  |  | CI800
10BAY30-A01 | UAT relay panel-1 | 10BAY30 | PRODUCTION
10GHC07AA001KA | Gate Valve | 10GHC07AA001 | PRODUCTION |  |  | 40DN | SS ASTM A182 F304
20GHC07AA001KA | Gate Valve | 20GHC07AA001 | PRODUCTION |  |  | 40DN | SS ASTM A182 F304
20GHC07AA002KA | Gate Valve | 20GHC07AA002 | PRODUCTION
00GHC07AA305KA | Globe Valve | 00GHC07AA305 | PRODUCTION |  |  | CI800 | SS ASTM A182 F304
00GHC07AA306KA | Globe Valve | 00GHC07AA306 | PRODUCTION |  |  | CI800 | SS ASTM A182 F304
00GHC07AA701KA | Check Valve | 00GHC07AA701 | PRODUCTION |  |  | CI800 | SS ASTM A182 F304
00GHC08AA001KA | Gate Valve | 00GHC08AA001 | PRODUCTION |  |  | 40DN | SS ASTM A182 F304
00GHC08AA302KA | Globe Valve | 00GHC08AA302 | PRODUCTION |  |  | CI800 | SS ASTM A182 F304
00GHC08AA303KA | Globe Valve | 00GHC08AA303 | PRODUCTION |  |  | CI800 | SS ASTM A182 F304
00GHC08AA304KA | Globe Valve | 00GHC08AA304 | PRODUCTION |  |  | CI800 | SS ASTM A182 F304
00GHC08AA401KA | Gate Valve | 00GHC08AA401 | PRODUCTION |  |  | CI800 | SS ASTM A182 F304
20GHC08AA701KA | Check Valve | 20GHC08AA701 | PRODUCTION |  |  | CI800 | SSASTMA105
00GHC09AA002KA | Gate Valve | 00GHC09AA002 | PRODUCTION |  |  | GT0802
00GHC09AA305KA | Globe Valve | 00GHC09AA305 | PRODUCTION |  |  | CI800 | SS ASTM A182 F304
00GHC09AA306KA | Globe Valve | 00GHC09AA306 | PRODUCTION |  |  | CI800 | SS ASTM A182 F304
00GHC09AA701KA | Check Valve | 00GHC09AA701 | PRODUCTION |  |  | CI800 | SS ASTM A182 F304
00GHC10AA001KA | Gate Valve | 00GHC10AA001 | PRODUCTION |  |  | CI800 | SS ASTM A182 F304
00GHC10AA701KA | Check Valve | 00GHC10AA701 | PRODUCTION |  |  | CI800 | SS ASTM A182 F304
00GHC11AA001KA | Gate Valve | 00GHC11AA001 | PRODUCTION |  |  | CI800 | SS ASTM A182 F304
00GHC11AA701KA | Check Valve | 00GHC11AA701 | PRODUCTION |  |  | CI800 | SS ASTM A182 F304
00GHC12AA001KA | Gate Valve | 00GHC12AA001 | PRODUCTION |  |  | CI800 | SS ASTM A182 F304
00GHC12AA701KA | Check Valve | 00GHC12AA701 | PRODUCTION |  |  | CI800 | SS ASTM A182 F304
10GHC13AA001KA | Gate Valve | 10GHC13AA001 | PRODUCTION |  |  | 40DN | SS ASTM A182 F304
10GHC13AA002KA | Gate Valve | 10GHC13AA002 | PRODUCTION |  |  | 40DN | SS ASTM A182 F304
10GHC13AA003KA | Gate Valve | 10GHC13AA003 | PRODUCTION |  |  | 40DN | SS ASTM A182 F304
00GHC13AA301KA | Globe Valve | 00GHC13AA301 | PRODUCTION |  |  | CI800 | SSASTMA182F304
00GHC13AA302KA | Globe Valve | 00GHC13AA302 | PRODUCTION |  |  | CI800 | SSASTMA182F304
00GHC14AA001KA | Gate Valve | 00GHC14AA001 | PRODUCTION |  |  | CL150 | CS ASTM A216GRWCB
00GHC15AA001KA | Gate Valve | 00GHC15AA001 | PRODUCTION |  |  | CL150 | CSASTMA216GRWCB
00GHC16AA001KA | Gate Valve | 00GHC16AA001 | PRODUCTION |  |  | CL150 | CSASTMA216GRWCB
00GHC16AA302KA | Globe Valve | 00GHC16AA302 | PRODUCTION |  |  | CI800 | CSASTMA105
00GHC16AA303KA | Globe Valve | 00GHC16AA303 | PRODUCTION |  |  | CI800 | CSASTMA105
00GHC16AA304KA | Globe Valve | 00GHC16AA304 | PRODUCTION |  |  | CI800
00GHC16AA401KA | Gate Valve | 00GHC16AA401 | PRODUCTION |  |  | CI800 | CSASTMA105
00GHC17AA001KA | Gate Valve | 00GHC17AA001 | PRODUCTION |  |  | GT0101
00GHC17AA305KA | Globe Valve | 00GHC17AA305 | PRODUCTION |  |  | CI800 | CSASTMA105
00GHC17AA306KA | Globe Valve | 00GHC17AA306 | PRODUCTION |  |  | CI800 | CSASTMA105
00GHC17AA701KA | Check Valve | 00GHC17AA701 | PRODUCTION |  |  | 80DN | CSASTMA216GRWCB
00GHC19AA001KA | Gate Valve | 00GHC19AA001 | PRODUCTION |  |  | CI800 | CSASTMA105
00GHC19AA701KA | Check Valve | 00GHC19AA701 | PRODUCTION |  |  | CI800 | SSASTMA105
00GHC20AA001KA | Gate Valve | 00GHC20AA001 | PRODUCTION |  |  | CI800 | SS ASTM A182 F304
00GHC21AA002KA | Gate Valve | 00GHC21AA002 | PRODUCTION |  |  | CI800 | SS ASTM A182 F304
00GHC21AA003KA | Gate Valve | 00GHC21AA003 | PRODUCTION |  |  | CI800 | SS ASTM A182 F304
00GHC22AA001KA | Gate Valve | 00GHC22AA001 | PRODUCTION |  |  | CI800 | SS ASTM A182 F304
00GHC23AA001KA | Gate Valve | 00GHC23AA001 | PRODUCTION |  |  | CI800 | SS ASTM A182 F304
00GHE01AA201KA | Gate Valve | 00GHE01AA201 | PRODUCTION |  |  | CL150 | CSASTMA216GRWCB
00GHE01AA202KA | Gate Valve | 00GHE01AA202 | PRODUCTION |  |  | 80DN | CSASTMA216GRWCB
00GHE01AA301KA | Globe Valve | 00GHE01AA301 | PRODUCTION |  |  | CI800 | CSASTMA105
00GHE01AA302KA | Globe Valve | 00GHE01AA302 | PRODUCTION |  |  | CI800 | CSASTMA105
00GHE01AA303KA | Globe Valve | 00GHE01AA303 | PRODUCTION |  |  | CI800 | CSASTMA105
00GHE01AA304KA | Globe Valve | 00GHE01AA304 | PRODUCTION |  |  | CI800 | CSASTMA105
00GHE01AA701KA | Check Valve | 00GHE01AA701 | PRODUCTION |  |  | CL150 | CSASTMA216GRWCB
00GHE02AA201KA | Gate Valve | 00GHE02AA201 | PRODUCTION |  |  | 80DN | CSASTMA216GRWCB
00GHE02AA202KA | Gate Valve | 00GHE02AA202 | PRODUCTION |  |  | CL150 | CSASTMA216GRWCB
00GHE02AA301KA | Globe Valve | 00GHE02AA301 | PRODUCTION |  |  | CI800 | CSASTMA105
00GHE02AA302KA | Globe Valve | 00GHE02AA302 | PRODUCTION |  |  | CI800 | CSASTMA105
00GHE02AA303KA | Globe Valve | 00GHE02AA303 | PRODUCTION |  |  | CI800 | CSASTMA105
00GHE02AA304KA | Globe Valve | 00GHE02AA304 | PRODUCTION |  |  | CI800 | CSASTMA105
00GHE02AA701KA | Check Valve | 00GHE02AA701 | PRODUCTION |  |  | 80DN | CSASTMA216GRWCB
00GHE04AA493KA | Globe Valve | 00GHE04AA493 | PRODUCTION |  |  | CI800 | CSASTMA105
00GHE05AA401KA | Gate Valve | 00GHE05AA401 | PRODUCTION |  |  | CI800 | CSASTMA105
00GHE07AA490KA | Globe Valve | 00GHE07AA490 | PRODUCTION |  |  | CI800 | CSASTMA105
00GHE07AA491KA | Globe Valve | 00GHE07AA491 | PRODUCTION |  |  | CI800 | CSASTMA105
00GHE07AA492KA | Globe Valve | 00GHE07AA492 | PRODUCTION |  |  | CI800 | CSASTMA105
00GHE08AA494KA | Globe Valve | 00GHE08AA494 | PRODUCTION |  |  | CI800
00GHE08AA496KA | Globe Valve | 00GHE08AA496 | PRODUCTION |  |  | CI800 | CSASTMA105
00GHE08AA497KA | Globe Valve | 00GHE08AA497 | PRODUCTION |  |  | CI800 | CSASTMA105
00GHE09AA201KA | Globe valve | 00GHE09AA201 | PRODUCTION |  |  | CI800 | CSASTMA105
10GHE10AA201KA | Globe valve | 10GHE10AA201 | PRODUCTION
20GHE10AA201KA | Globe valve | 20GHE10AA201 | PRODUCTION
10GHE11AA201KA | Globe valve | 10GHE11AA201 | PRODUCTION
20GHE11AA201KA | Globe valve | 20GHE11AA201 | PRODUCTION
00GHE12AA201KA | Globe valve | 00GHE12AA201 | PRODUCTION |  |  | CI800 | CSASTMA105
10GHE12AA201KA | Globe valve | 10GHE12AA201 | PRODUCTION
20GHE12AA201KA | Globe valve | 20GHE12AA201 | PRODUCTION
00GHE17AA201KA | Globe valve | 00GHE17AA201 | PRODUCTION |  |  | CI800 | CSASTMA105
00GHE18AA201KA | Globe valve | 00GHE18AA201 | PRODUCTION |  |  | CI800 | CSASTMA105
00GHE21AA201KA | Globe valve | 00GHE21AA201 | PRODUCTION |  |  | CI800 | CSASTMA105
00GHE22AA201KA | Globe valve | 00GHE22AA201 | PRODUCTION |  |  | CI800 | CSASTMA105
00GHE23AA201KA | Globe valve | 00GHE23AA201 | PRODUCTION |  |  | CI800 | CSASTMA105
00GHE25AA201KA | Globe valve | 00GHE25AA201 | PRODUCTION
00GHE26AA201KA | Globe valve | 00GHE26AA201 | PRODUCTION |  |  | CI800 | CSASTMA105
00GHE28AA201KA | Globe valve | 00GHE28AA201 | PRODUCTION |  |  | CI800 | CSASTMA105
00GHE29AA201KA | Globe valve | 00GHE29AA201 | PRODUCTION |  |  | CI800 | CSASTMA105
00GHE29AA498KA | Globe valve | 00GHE29AA498 | PRODUCTION |  |  | CI800 | CSASTMA105
00GHE30AA201KA | Globe valve | 00GHE30AA201 | PRODUCTION
00GHE31AA201KA | Globe valve | 00GHE31AA201 | PRODUCTION |  |  | 25DN | CSASTMA105
00GHE32AA201KA | Globe valve | 00GHE32AA201 | PRODUCTION |  |  | CI800 | CSASTMA105
00GHE32AA495KA | Globe valve | 00GHE32AA495 | PRODUCTION |  |  | CI800 | CSASTMA105
00GHE33AA201KA | Globe valve | 00GHE33AA201 | PRODUCTION |  |  | CI800 | CSASTMA105
00GHE34AA201KA | Globe valve | 00GHE34AA201 | PRODUCTION |  |  | CI800 | CSASTMA105
00GHE35AA201KA | Globe valve | 00GHE35AA201 | PRODUCTION
00GHE36AA201KA | Globe valve | 00GHE36AA201 | PRODUCTION |  |  | CI800 | CSASTMA105
00GHE37AA201KA | Globe valve | 00GHE37AA201 | PRODUCTION |  |  | CI800 | CSASTMA105
00GHE38AA201KA | Globe valve | 00GHE38AA201 | PRODUCTION |  |  | CI800 | CSASTMA105
00GHE39AA201KA | Globe valve | 00GHE39AA201 | PRODUCTION |  |  | CI800 | CSASTMA105
00GHE40AA201KA | Globe valve | 00GHE40AA201 | PRODUCTION |  |  | CI800 | CSASTMA105
00GHE41AA201KA | Globe valve | 00GHE41AA201 | PRODUCTION |  |  | CI800 | CSASTMA105
00GHE42AA201KA | Globe valve | 00GHE42AA201 | PRODUCTION |  |  | CI800 | CSASTMA105
00GHE43AA201KA | Globe valve | 00GHE43AA201 | PRODUCTION |  |  | CI800 | CSASTMA105
00GHE44AA201KA | Globe valve | 00GHE44AA201 | PRODUCTION |  |  | CI800 | CSASTMA105
00GHE45AA201KA | Globe valve | 00GHE45AA201 | PRODUCTION |  |  | CI800 | CSASTMA105
00GHE46AA201KA | Globe valve | 00GHE46AA201 | PRODUCTION |  |  | CI800 | CSASTMA105
00GHE47AA201KA | Globe valve | 00GHE47AA201 | PRODUCTION |  |  | CI800 | CSASTMA105
00GHE48AA201KA | Globe valve | 00GHE48AA201 | PRODUCTION
00GHE49AA201KA | Globe valve | 00GHE49AA201 | PRODUCTION
00GHE50AA201KA | Globe valve | 00GHE50AA201 | PRODUCTION |  |  | CI800 | CSASTMA105
00GHE51AA201KA | Globe valve | 00GHE51AA201 | PRODUCTION |  |  | CI800 | CSASTMA105
10GHE54AA201KA | Globe valve | 10GHE54AA201 | PRODUCTION |  |  | CI800
20GHE54AA201KA | Globe valve | 20GHE54AA201 | PRODUCTION
00GHE55AA201KA | Globe valve | 00GHE55AA201 | PRODUCTION |  |  | 25DN | CSASTMA105
10GHE56AA201KA | Globe valve | 10GHE56AA201 | PRODUCTION
20GHE56AA201KA | Globe valve | 20GHE56AA201 | PRODUCTION
10GHE57AA201KA | Globe valve | 10GHE57AA201 | PRODUCTION
20GHE57AA201KA | Globe valve | 20GHE57AA201 | PRODUCTION
10GHE58AA201KA | Globe valve | 10GHE58AA201 | PRODUCTION
20GHE58AA201KA | Globe valve | 20GHE58AA201 | PRODUCTION
10GHE59AA201KA | Globe valve | 10GHE59AA201 | PRODUCTION
20GHE59AA201KA | Globe valve | 20GHE59AA201 | PRODUCTION |  |  | CI800
00GHE60AA201KA | Globe valve | 00GHE60AA201 | PRODUCTION |  |  | CI800 | CSASTMA105
00GHE62AA201KA | Globe valve | 00GHE62AA201 | PRODUCTION |  |  | CI800 | CSASTMA105
00GHE63AA201KA | Globe valve | 00GHE63AA201 | PRODUCTION |  |  | CI800 | CSASTMA105
00GHE64AA201KA | Globe valve | 00GHE64AA201 | PRODUCTION |  |  | CI800 | CSASTMA105
00GHE65AA201KA | Globe valve | 00GHE65AA201 | PRODUCTION |  |  | CI800 | CSASTMA105
00GHE66AA201KA | Globe valve | 00GHE66AA201 | PRODUCTION |  |  | CI800 | CSASTMA105
00GHE67AA201KA | Globe valve | 00GHE67AA201 | PRODUCTION |  |  | CI800 | CSASTMA105
00GKB01AA201KA | Globe valve | 00GKB01AA201 | PRODUCTION |  |  | 80DN | CSASTMA216GRWCB
00GKB01AA492KA | Globe valve | 00GKB01AA492 | PRODUCTION |  |  | CI800 | CSASTMA105
00GKB01AA493KA | Globe valve | 00GKB01AA493 | PRODUCTION |  |  | CI800 | CSASTMA105
00GKB01AA494KA | Globe valve | 00GKB01AA494 | PRODUCTION |  |  | CI800 | CSASTMA105
00GKB01AA590KA | Globe valve | 00GKB01AA590 | PRODUCTION |  |  | CI800 | CSASTMA105
00GKB02AA201KA | Globe valve | 00GKB02AA201 | PRODUCTION |  |  | CI800 | CSASTMA105
00GKB03AA201KA | Globe valve | 00GKB03AA201 | PRODUCTION |  |  | CI800 | CSASTMA105
00GKB03AA490KA | Globe valve | 00GKB03AA490 | PRODUCTION |  |  | CI800 | CSASTMA105
00GKB06AA201KA | Globe valve | 00GKB06AA201 | PRODUCTION |  |  | CI800 | CSASTMA105
00GKB06AA491KA | Globe valve | 00GKB06AA491 | PRODUCTION |  |  | CI800 | CSASTMA105
00GKB06AA591KA | Globe valve | 00GKB06AA591 | PRODUCTION |  |  | CI800 | CSASTMA105
00GKB07AA201KA | Globe valve | 00GKB07AA201 | PRODUCTION |  |  | CI800 | CSASTMA105
00GKB08AA201KA | Globe valve | 00GKB08AA201 | PRODUCTION |  |  | CI800 | CSASTMA105
00GKB09AA201KA | Globe valve | 00GKB09AA201 | PRODUCTION |  |  | CI800 | CSASTMA105
00GKB10AA201KA | Globe valve | 00GKB10AA201 | PRODUCTION |  |  | CI800 | CSASTMA105
00GKB12AA495KA | Globe valve | 00GKB12AA495 | PRODUCTION |  |  | CI800 | CSASTMA105
00GKB12AA496KA | Globe valve | 00GKB12AA496 | PRODUCTION |  |  | CI800 | CSASTMA105
00GKB13AA201KA | Globe valve | 00GKB13AA201 | PRODUCTION |  |  | CI800 | CSASTMA105
00GKB14AA201KA | Globe valve | 00GKB14AA201 | PRODUCTION |  |  | CI800 | CSASTMA105
00GKB16AA201KA | Globe valve | 00GKB16AA201 | PRODUCTION |  |  | CI800 | CSASTMA105
00GKB16AA497KA | Globe valve | 00GKB16AA497 | PRODUCTION |  |  | CI800 | CSASTMA105
00GKB16AA498KA | Globe valve | 00GKB16AA498 | PRODUCTION |  |  | CI800 | CSASTMA105
00GKB17AA201KA | Globe valve | 00GKB17AA201 | PRODUCTION |  |  | CI800 | CSASTMA105
00GKB20AA201KA | Globe valve | 00GKB20AA201 | PRODUCTION |  |  | CI800 | CSASTMA105
00GKB21AA201KA | Globe valve | 00GKB21AA201 | PRODUCTION |  |  | CI800 | CSASTMA105
00GKB22AA201KA | Globe valve | 00GKB22AA201 | PRODUCTION |  |  | CI800 | CSASTMA105
00GKB25AA201KA | Globe valve | 00GKB25AA201 | PRODUCTION |  |  | CI800 | CSASTMA105
00GKB26AA201KA | Globe valve | 00GKB26AA201 | PRODUCTION |  |  | CI800 | CSASTMA105
00GKB27AA201KA | Globe valve | 00GKB27AA201 | PRODUCTION |  |  | CI800 | CSASTMA105
00GKB28AA201KA | Globe valve | 00GKB28AA201 | PRODUCTION |  |  | CI800 | CSASTMA105
00GKB29AA201KA | Globe valve | 00GKB29AA201 | PRODUCTION |  |  | CI800 | CSASTMA105
00GKB30AA201KA | Globe valve | 00GKB30AA201 | PRODUCTION |  |  | CI800 | CSASTMA105
00GKB31AA201KA | Globe valve | 00GKB31AA201 | PRODUCTION |  |  | CI800 | CSASTMA105
00GKB35AA201KA | Globe valve | 00GKB35AA201 | PRODUCTION |  |  | CI800 | CSASTMA105
00GMC01AA101KA | Gate Valve | 00GMC01AA101 | PRODUCTION |  |  | 80DN | CSASTMA216GRWCB
00GMC01AA301KA | Globe valve | 00GMC01AA301 | PRODUCTION |  |  | CI800 | CSASTMA105
00GMC01AA701KA | Check Valve | 00GMC01AA701 | PRODUCTION |  |  | CL150 | CSASTMA216GRWCB
00GMC02AA101KA | Gate Valve | 00GMC02AA101 | PRODUCTION |  |  | 80DN | CSASTMA216GRWCB
00GMC02AA301KA | Globe valve | 00GMC02AA301 | PRODUCTION |  |  | CI800 | CSASTMA105
00GMC02AA490KA | Globe valve | 00GMC02AA490 | PRODUCTION |  |  | CI800 | CSASTMA105
00GMC02AA491KA | Globe valve | 00GMC02AA491 | PRODUCTION |  |  | CI800 | CSASTMA105
00GMC02AA492KA | Globe valve | 00GMC02AA492 | PRODUCTION |  |  | CI800 | CSASTMA105
00GMC02AA701KA | Check Valve | 00GMC02AA701 | PRODUCTION |  |  | CL150 | CSASTMA216GRWCB
00GMC03AA301KA | Globe valve | 00GMC03AA301 | PRODUCTION |  |  | CI800 | CSASTMA105
10HJF50AA001KA | Gate Valve | 10HJF50AA001 | PRODUCTION |  |  | CI800 | CSASTMA105
20HJF50AA001KA | Gate Valve | 20HJF50AA001 | PRODUCTION |  |  | CI800 | CSASTMA105
10HJF50AA801KA | Gate Valve | 10HJF50AA801 | PRODUCTION |  |  | CI800 | CSASTMA105
20HJF50AA801KA | Gate Valve | 20HJF50AA801 | PRODUCTION |  |  | CI800 | CSASTMA105
10HJF50AA807KA | Gate Valve | 10HJF50AA807 | PRODUCTION |  |  | CI800 | CSASTMA105
20HJF50AA807KA | Gate Valve | 20HJF50AA807 | PRODUCTION |  |  | CI800 | CSASTMA105
10HJF50AA808KA | Gate Valve | 10HJF50AA808 | PRODUCTION |  |  | CI800 | CSASTMA105
20HJF50AA808KA | Gate Valve | 20HJF50AA808 | PRODUCTION |  |  | CI800 | CSASTMA105
10LDH01AA101KA | Globe valve | 10LDH01AA101 | PRODUCTION |  |  | CI800 | CSASTMA105
20LDH01AA101KA | Globe valve | 20LDH01AA101 | PRODUCTION |  |  | CI800 | CSASTMA105
10PAD01AA101KA | Butterfly Valve | 10PAD01AA101 | PRODUCTION |  |  | BF0101 DN900 | CSA216GRWCB
20PAD01AA101KA | Butterfly Valve | 20PAD01AA101 | PRODUCTION |  |  | BF0101 | CSA216GRWCB
10PAD01AA102KA | Butterfly Valve | 10PAD01AA102 | PRODUCTION |  |  | BF0101 DN800 | CSA216GRWCB
20PAD01AA102KA | Butterfly Valve | 20PAD01AA102 | PRODUCTION |  |  | BF0101 DN800 | CSA216GRWCB
10GAC43AT001KT | Filter - Hydrator service water from intermediate tank | 10GAC43AT001 | PRODUCTION
10PAD01AA301KA | Globe valve | 10PAD01AA301 | PRODUCTION |  |  | CI800 | CSASTMA105
20PAD01AA301KA | Globe valve | 20PAD01AA301 | PRODUCTION |  |  | CI800 | CSASTMA105
10PAD01AA302KA | Globe valve | 10PAD01AA302 | PRODUCTION |  |  | CI800 | CSASTMA105
20PAD01AA302KA | Globe valve | 20PAD01AA302 | PRODUCTION |  |  | CI800 | CSASTMA105
10PAD01AA303KA | Globe valve | 10PAD01AA303 | PRODUCTION |  |  | CI800 | CSASTMA105
20PAD01AA303KA | Globe valve | 20PAD01AA303 | PRODUCTION |  |  | CI800 | CSASTMA105
10PAD01AA304KA | Globe valve | 10PAD01AA304 | PRODUCTION |  |  | CI800 | CSASTMA105
20PAD01AA304KA | Globe valve | 20PAD01AA304 | PRODUCTION |  |  | CI800 | CSASTMA105
10PAD01AA305KA | Globe valve | 10PAD01AA305 | PRODUCTION |  |  | CI800 | CSASTMA105
20PAD01AA305KA | Globe valve | 20PAD01AA305 | PRODUCTION |  |  | CI800 | CSASTMA105
10PAD01AA306KA | Globe valve | 10PAD01AA306 | PRODUCTION |  |  | CI800 | CSASTMA105
20PAD01AA306KA | Globe valve | 20PAD01AA306 | PRODUCTION |  |  | CI800 | CSASTMA105
10PAD01AA401KA | Gate Valve | 10PAD01AA401 | PRODUCTION |  |  | CI800 | CS ASTM A105
20PAD01AA401KA | Gate Valve | 20PAD01AA401 | PRODUCTION |  |  | CI800 | CS ASTM A105
10PAD01AA402KA | Gate Valve | 10PAD01AA402 | PRODUCTION |  |  | STDMOC | A105
10PAD01AA501KA | Gate Valve | 10PAD01AA501 | PRODUCTION |  |  | CL150 | CSASTMA216GRWCB
20PAD01AA501KA | Gate Valve | 20PAD01AA501 | PRODUCTION |  |  | CL150 | CSASTMA216GRWCB
10PAD01AA701KA | Check Valve | 10PAD01AA701 | PRODUCTION |  |  | 800DN CSDF DPCV | CSASTMA216GRWCB
20PAD01AA701KA | Check Valve | 20PAD01AA701 | PRODUCTION |  |  | 800DN CSDF DPCV | CSASTMA216GRWCB
00PAD02AA101KA | Butterfly Valve | 00PAD02AA101 | PRODUCTION |  |  | BF0101 DN800 | CSASTMA216GRWCB
10PAD02AA101KA | Butterfly Valve | 10PAD02AA101 | PRODUCTION |  |  | BF0101 | CSASTMA216GRWCB
20PAD02AA101KA | Butterfly Valve | 20PAD02AA101 | PRODUCTION |  |  | BF0101 | CSASTMA216GRWCB
10PAD02AA102KA | Butterfly Valve | 10PAD02AA102 | PRODUCTION |  |  | BF0101 DN800 | CSA216GRWCB
20PAD02AA102KA | Butterfly Valve | 20PAD02AA102 | PRODUCTION |  |  | BF0101 DN800 | CSA216GRWCB
10PAD02AA102-Y01 | Circulating water pump-2 Outlet BFV MOV | 10PAD02AA102 | PRODUCTION |  |  | SA12E45
10PAD02AA301KA | Globe valve | 10PAD02AA301 | PRODUCTION |  |  | CI800 | CSASTMA105
20PAD02AA301KA | Globe valve | 20PAD02AA301 | PRODUCTION |  |  | CI800 | CSASTMA105
10PAD02AA302KA | Globe valve | 10PAD02AA302 | PRODUCTION |  |  | CI800 | CSASTMA105
20PAD02AA302KA | Globe valve | 20PAD02AA302 | PRODUCTION |  |  | CI800 | CSASTMA105
10PAD02AA303KA | Globe valve | 10PAD02AA303 | PRODUCTION |  |  | CI800 | CSASTMA105
20PAD02AA303KA | Globe valve | 20PAD02AA303 | PRODUCTION |  |  | CI800 | CSASTMA105
10PAD02AA304KA | Globe valve | 10PAD02AA304 | PRODUCTION |  |  | CI800 | CSASTMA105
20PAD02AA304KA | Globe valve | 20PAD02AA304 | PRODUCTION |  |  | CI800 | CSASTMA105
10PAD02AA305KA | Globe valve | 10PAD02AA305 | PRODUCTION |  |  | CI800 | CSASTMA105
20PAD02AA305KA | Globe valve | 20PAD02AA305 | PRODUCTION |  |  | CI800 | CSASTMA105
10PAD02AA306KA | Globe valve | 10PAD02AA306 | PRODUCTION |  |  | CI800 | CSASTMA105
20PAD02AA306KA | Globe valve | 20PAD02AA306 | PRODUCTION |  |  | CI800 | CSASTMA105
10PAD02AA401KA | Gate Valve | 10PAD02AA401 | PRODUCTION |  |  | CI800 | CS ASTM A105
20PAD02AA401KA | Gate Valve | 20PAD02AA401 | PRODUCTION |  |  | CI800 | CS ASTM A105
20PAD02AA402KA | Gate Valve | 20PAD02AA402 | PRODUCTION |  |  | STDMOC | A105
10PAD02AA501KA | Gate Valve | 10PAD02AA501 | PRODUCTION |  |  | CL150 | CSASTMA216GRWCB
20PAD02AA501KA | Gate Valve | 20PAD02AA501 | PRODUCTION |  |  | CL150 | CSASTMA216GRWCB
10PAD02AA701KA | Check Valve | 10PAD02AA701 | PRODUCTION |  |  | 800DN CSDF DPCV | CSASTMA216GRWCB
20PAD02AA701KA | Check Valve | 20PAD02AA701 | PRODUCTION |  |  | 800DN CSDF DPCV | CSASTMA216GRWCB
10PAD04AA101KA | Butterfly Valve | 10PAD04AA101 | PRODUCTION |  |  | BF0101 DN800 | CSA216GRWCB
20PAD04AA101KA | Butterfly Valve | 20PAD04AA101 | PRODUCTION |  |  | BF0101 DN800 | CSA216GRWCB
10PAD04AA301KA | Globe valve | 10PAD04AA301 | PRODUCTION |  |  | CI800 | CS ASTM A105
20PAD04AA301KA | Globe valve | 20PAD04AA301 | PRODUCTION |  |  | CI800 | CS ASTM A105
10PAD04AA302KA | Globe valve | 10PAD04AA302 | PRODUCTION |  |  | CI800 | CS ASTM A105
20PAD04AA302KA | Globe valve | 20PAD04AA302 | PRODUCTION |  |  | CI800 | CS ASTM A105
10PAD04AA303KA | Globe valve | 10PAD04AA303 | PRODUCTION |  |  | CI800 | CS ASTM A105
20PAD04AA303KA | Globe valve | 20PAD04AA303 | PRODUCTION |  |  | CI800 | CS ASTM A105
10PAD04AA304KA | Globe valve | 10PAD04AA304 | PRODUCTION |  |  | CI800 | CS ASTM A105
20PAD04AA304KA | Globe valve | 20PAD04AA304 | PRODUCTION |  |  | CI800 | CS ASTM A105
10PAD04AA401KA | Globe valve | 10PAD04AA401 | PRODUCTION |  |  | CI800 | CS ASTM A105
20PAD04AA401KA | Globe valve | 20PAD04AA401 | PRODUCTION |  |  | CI800 | CS ASTM A105
10PAD04AA402KA | Globe valve | 10PAD04AA402 | PRODUCTION |  |  | CI800 | CS ASTM A105
20PAD04AA402KA | Globe valve | 20PAD04AA402 | PRODUCTION |  |  | CI800 | CS ASTM A105
10PAD04AA403KA | Gate Valve | 10PAD04AA403 | PRODUCTION |  |  | CI800 | CS ASTM A105
20PAD04AA403KA | Gate Valve | 20PAD04AA403 | PRODUCTION |  |  | CI800 | CS ASTM A105
20PCB01AA202KA | Butterfly Valve | 20PCB01AA202 | PRODUCTION |  |  | DN300 BF-01-01 | CSASTMA216GRWCB
10PAD04AA501KA | Gate Valve | 10PAD04AA501 | PRODUCTION |  |  | CL150 | CSASTMA216GRWCB
20PAD04AA501KA | Gate Valve | 20PAD04AA501 | PRODUCTION |  |  | CL150 | CSASTMA216GRWCB
10PAD05AA101KA | Butterfly Valve | 10PAD05AA101 | PRODUCTION |  |  | BF0101 DN800 | CSA216GRWCB
20PAD05AA101KA | Butterfly Valve | 20PAD05AA101 | PRODUCTION |  |  | BF0101 DN800 | CSA216GRWCB
10PAD05AA301KA | Globe valve | 10PAD05AA301 | PRODUCTION |  |  | CI800 | CS ASTM A105
20PAD05AA301KA | Globe valve | 20PAD05AA301 | PRODUCTION |  |  | CI800 | CS ASTM A105
10PAD05AA302KA | Globe valve | 10PAD05AA302 | PRODUCTION |  |  | CI800 | CS ASTM A105
20PAD05AA302KA | Globe valve | 20PAD05AA302 | PRODUCTION |  |  | CI800 | CS ASTM A105
10PAD05AA303KA | Globe valve | 10PAD05AA303 | PRODUCTION |  |  | CI800 | CS ASTM A105
20PAD05AA303KA | Globe valve | 20PAD05AA303 | PRODUCTION |  |  | CI800 | CS ASTM A105
10PAD05AA304KA | Globe valve | 10PAD05AA304 | PRODUCTION |  |  | CI800 | CS ASTM A105
20PAD05AA304KA | Globe valve | 20PAD05AA304 | PRODUCTION |  |  | CI800 | CS ASTM A105
10PAD05AA401KA | Globe valve | 10PAD05AA401 | PRODUCTION |  |  | CI800 | CS ASTM A105
20PAD05AA401KA | Globe valve | 20PAD05AA401 | PRODUCTION |  |  | CI800 | CS ASTM A105
10PAD05AA402KA | Globe valve | 10PAD05AA402 | PRODUCTION |  |  | CI800 | CS ASTM A105
20PAD05AA402KA | Globe valve | 20PAD05AA402 | PRODUCTION |  |  | CI800 | CS ASTM A105
10PAD05AA403KA | Gate Valve | 10PAD05AA403 | PRODUCTION |  |  | CI800 | CS ASTM A105
20PAD05AA403KA | Gate Valve | 20PAD05AA403 | PRODUCTION |  |  | CI800 | CS ASTM A105
10PAD05AA501KA | Gate Valve | 10PAD05AA501 | PRODUCTION |  |  | CL150 | CSASTMA216GRWCB
20PAD05AA501KA | Gate Valve | 20PAD05AA501 | PRODUCTION |  |  | CL150 | CSASTMA216GRWCB
10PAD06AA101KA | Butterfly Valve | 10PAD06AA101 | PRODUCTION |  |  | BF0101 DN800 | CSA216GRWCB
20PAD06AA101KA | Butterfly Valve | 20PAD06AA101 | PRODUCTION |  |  | BF0101 DN800 | CSA216GRWCB
10PAD06AA301KA | Globe valve | 10PAD06AA301 | PRODUCTION |  |  | CI800 | CS ASTM A105
20PAD06AA301KA | Globe valve | 20PAD06AA301 | PRODUCTION |  |  | CI800 | CS ASTM A105
10PAD06AA302KA | Globe valve | 10PAD06AA302 | PRODUCTION |  |  | CI800 | CS ASTM A105
20PAD06AA302KA | Globe valve | 20PAD06AA302 | PRODUCTION |  |  | CI800 | CS ASTM A105
10PAD06AA401KA | Globe valve | 10PAD06AA401 | PRODUCTION |  |  | CI800 | CS ASTM A105
20PAD06AA401KA | Globe valve | 20PAD06AA401 | PRODUCTION |  |  | CI800 | CS ASTM A105
10PAD06AA403KA | Gate Valve | 10PAD06AA403 | PRODUCTION |  |  | CI800 | CS ASTM A105
20PAD06AA403KA | Gate Valve | 20PAD06AA403 | PRODUCTION |  |  | CI800 | CS ASTM A105
10PAD06AA501KA | Gate Valve | 10PAD06AA501 | PRODUCTION |  |  | CL150 | CSASTMA216GRWCB
20PAD06AA501KA | Gate Valve | 20PAD06AA501 | PRODUCTION |  |  | CL150 | CSASTMA216GRWCB
10PAD07AA101KA | Butterfly Valve | 10PAD07AA101 | PRODUCTION |  |  | BF0101 DN800 | CSA216GRWCB
20PAD07AA101KA | Butterfly Valve | 20PAD07AA101 | PRODUCTION |  |  | BF0101 DN800 | CSA216GRWCB
10PAD07AA301KA | Globe valve | 10PAD07AA301 | PRODUCTION |  |  | CI800 | CS ASTM A105
20PAD07AA301KA | Globe valve | 20PAD07AA301 | PRODUCTION |  |  | CI800 | CS ASTM A105
10PAD07AA302KA | Globe valve | 10PAD07AA302 | PRODUCTION |  |  | CI800 | CS ASTM A105
20PAD07AA302KA | Globe valve | 20PAD07AA302 | PRODUCTION |  |  | CI800 | CS ASTM A105
10PAD07AA401KA | Globe valve | 10PAD07AA401 | PRODUCTION |  |  | CI800 | CS ASTM A105
20PAD07AA401KA | Globe valve | 20PAD07AA401 | PRODUCTION |  |  | CI800 | CS ASTM A105
10PAD07AA403KA | Gate Valve | 10PAD07AA403 | PRODUCTION |  |  | CI800 | CS ASTM A105
20PAD07AA403KA | Gate Valve | 20PAD07AA403 | PRODUCTION |  |  | CI800 | CS ASTM A105
10PAD07AA501KA | Gate Valve | 10PAD07AA501 | PRODUCTION |  |  | CL150 | CSASTMA216GRWCB
20PAD07AA501KA | Gate Valve | 20PAD07AA501 | PRODUCTION |  |  | 100DN | CSASTMA216GRWCB
00PAD09AA701KA | Butterfly Valve | 00PAD09AA701 | PRODUCTION |  |  | BF-01-01 | CSASTMA216GRWCB
00PCB01AA201KA | Butterfly Valve | 00PCB01AA201 | PRODUCTION |  |  | DN350 BF-01-01 | CSASTMA216GRWCB
10PCB01AA201KA | Butterfly Valve | 10PCB01AA201 | PRODUCTION |  |  | DN350 BF-01-01 | CSASTMA216GRWCB
20PCB01AA201KA | Butterfly Valve | 20PCB01AA201 | PRODUCTION |  |  | DN350 BF-01-01 | CSASTMA216GRWCB
00PCB01AA202KA | Butterfly Valve | 00PCB01AA202 | PRODUCTION |  |  | DN300 BF-01-01 | CSASTMA216GRWCB
10PCB01AA202KA | Butterfly Valve | 10PCB01AA202 | PRODUCTION |  |  | DN300 BF-01-01 | CSASTMA216GRWCB
00PCB01AA301KA | Globe valve | 00PCB01AA301 | PRODUCTION |  |  | CI800 | CSASTMA105
10PCB01AA301KA | Globe valve | 10PCB01AA301 | PRODUCTION |  |  | CI800 | CSASTMA105
20PCB01AA301KA | Globe valve | 20PCB01AA301 | PRODUCTION |  |  | CI800 | CSASTMA105
00PCB01AA302KA | Globe valve | 00PCB01AA302 | PRODUCTION |  |  | CI800 | CSASTMA105
10PCB01AA302KA | Globe valve | 10PCB01AA302 | PRODUCTION |  |  | CI800 | CSASTMA105
20PCB01AA302KA | Globe valve | 20PCB01AA302 | PRODUCTION |  |  | CI800 | CSASTMA105
00PCB01AA303KA | Globe valve | 00PCB01AA303 | PRODUCTION |  |  | CI800 | CSASTMA105
10PCB01AA303KA | Globe valve | 10PCB01AA303 | PRODUCTION |  |  | CI800 | CSASTMA105
20PCB01AA303KA | Globe valve | 20PCB01AA303 | PRODUCTION |  |  | CI800 | CSASTMA105
00PCB01AA304KA | Globe valve | 00PCB01AA304 | PRODUCTION |  |  | CI800 | CSASTMA105
10PCB01AA304KA | Globe valve | 10PCB01AA304 | PRODUCTION |  |  | CI800 | CSASTMA105
20PCB01AA304KA | Globe valve | 20PCB01AA304 | PRODUCTION |  |  | CI800 | CSASTMA105
00PCB01AA305KA | Globe valve | 00PCB01AA305 | PRODUCTION |  |  | CI800 | CSASTMA105
10PCB01AA305KA | Globe valve | 10PCB01AA305 | PRODUCTION |  |  | CI800 | CSASTMA105
20PCB01AA305KA | Globe valve | 20PCB01AA305 | PRODUCTION |  |  | CI800 | CSASTMA105
00PCB01AA306KA | Globe valve | 00PCB01AA306 | PRODUCTION |  |  | CI800 | CSASTMA105
10PCB01AA306KA | Globe valve | 10PCB01AA306 | PRODUCTION |  |  | CI800 | CSASTMA105
20PCB01AA306KA | Globe valve | 20PCB01AA306 | PRODUCTION |  |  | CI800 | CSASTMA105
00PCB01AA701KA | Check Valve | 00PCB01AA701 | PRODUCTION |  |  | CL150 | CSASTMA216GRWCB
10PCB01AA701KA | Check Valve | 10PCB01AA701 | PRODUCTION |  |  | CL150 | CSASTMA216GRWCB
20PCB01AA701KA | Check Valve | 20PCB01AA701 | PRODUCTION |  |  | CL150 | CSASTMA216GRWCB
00PCB02AA301KA | Globe valve | 00PCB02AA301 | PRODUCTION |  |  | CI800
00PCB02AA302KA | Globe valve | 00PCB02AA302 | PRODUCTION |  |  | CI800
00PCB02AA304KA | Globe valve | 00PCB02AA304 | PRODUCTION
00PCB02AA305KA | Globe valve | 00PCB02AA305 | PRODUCTION
00PCB03AA201KA | Gate Valve | 00PCB03AA201 | PRODUCTION |  |  | CL150 | CSASTMA216GRWCB
00PCB03AA301KA | Globe valve | 00PCB03AA301 | PRODUCTION |  |  | CI800
00PCB04AA201KA | Gate Valve | 00PCB04AA201 | PRODUCTION |  |  | CL150 | CSASTMA216GRWCB
00PCB04AA301KA | Globe valve | 00PCB04AA301 | PRODUCTION |  |  | CI800
00PCB05AA201KA | Gate Valve | 00PCB05AA201 | PRODUCTION |  |  | CL150 | CSASTMA216GRWCB
10PCB05AA201KA | Gate Valve | 10PCB05AA201 | PRODUCTION |  |  | CI800
20PCB05AA201KA | Gate Valve | 20PCB05AA201 | PRODUCTION |  |  | CI800 | CSASTMA105
10PCB05AA301KA | Globe valve | 10PCB05AA301 | PRODUCTION |  |  | CI800 | CSASTMA105
20PCB05AA301KA | Globe valve | 20PCB05AA301 | PRODUCTION |  |  | CI800 | CSASTMA105
00PCB06AA201KA | Gate Valve | 00PCB06AA201 | PRODUCTION |  |  | CL150 | CSASTMA216GRWCB
00QM01AC001-M01 | STG Air Washer System Motor-1 | 00QM01AC001 | PRODUCTION
00PCB06AA301KA | Globe valve | 00PCB06AA301 | PRODUCTION |  |  | CI800
00PCB07AA201KA | Gate Valve | 00PCB07AA201 | PRODUCTION |  |  | CL150 | CSASTMA216GRWCB
10PCB07AA301KA | Globe valve | 10PCB07AA301 | PRODUCTION |  |  | CI800 | CSASTMA105
20PCB07AA301KA | Globe valve | 20PCB07AA301 | PRODUCTION |  |  | CI800 | CSASTMA105
00PCB08AA201KA | Gate Valve | 00PCB08AA201 | PRODUCTION |  |  | CL150 | CSASTMA216GRWCB
00PCB08AA301KA | Globe valve | 00PCB08AA301 | PRODUCTION |  |  | CI800
00PCB09AA201KA | Gate Valve | 00PCB09AA201 | PRODUCTION |  |  | CL150 | CSASTMA216GRWCB
00PCB09AA301KA | Globe valve | 00PCB09AA301 | PRODUCTION |  |  | CI800
00PCB10AA201KA | Gate Valve | 00PCB10AA201 | PRODUCTION |  |  | CL150 | CSASTMA216GRWCB
00PCB10AA301KA | Globe valve | 00PCB10AA301 | PRODUCTION |  |  | CI800
00QFB01AA491KA | Ball Valve | 00QFB01AA491 | PRODUCTION |  |  | BL-08-02 | A182GRF304
00QFB02AA301KA | Globe valve | 00QFB02AA301 | PRODUCTION |  |  | CI800 | SSASTMA182F304
00QFB02AA490KA | Ball Valve | 00QFB02AA490 | PRODUCTION |  |  | BL-08-02 | A182GRF304
00QFB02AA590KA | Globe valve | 00QFB02AA590 | PRODUCTION |  |  | CI800 | SSASTMA182F304
00QFB02AA591KA | Globe valve | 00QFB02AA591 | PRODUCTION |  |  | CI800 | SSASTMA182F304
00QFB03AA101KA | Ball valve | 00QFB03AA101 | PRODUCTION |  |  | BL-08-02 | A182GRF304
00QFB04AA101KA | Ball valve | 00QFB04AA101 | PRODUCTION |  |  | BL-08-02 | A182GRF304
00QFB05AA101KA | Ball valve | 00QFB05AA101 | PRODUCTION |  |  | BL-08-02 | A182GRF304
00QFB06AA101KA | Ball valve | 00QFB06AA101 | PRODUCTION |  |  | BL-08-02 | A182GRF304
00QFB07AA101KA | Ball valve | 00QFB07AA101 | PRODUCTION |  |  | BL-08-02 | A182GRF304
00QFB08AA101KA | Ball valve | 00QFB08AA101 | PRODUCTION |  |  | BL-08-02 | A182GRF304
00QFB09AA101KA | Ball valve | 00QFB09AA101 | PRODUCTION |  |  | BL-08-02 | A182GRF304
00QFB10AA101KA | Ball valve | 00QFB10AA101 | PRODUCTION |  |  | BL-08-02 | A182GRF304
10QFB11AA101KA | Ball valve | 10QFB11AA101 | PRODUCTION
10QFB11AA592KA | Globe valve | 10QFB11AA592 | PRODUCTION |  |  | CI800 | SSASTMA182F304
00QFB12AA301KA | Globe valve | 00QFB12AA301 | PRODUCTION |  |  | CI800 | SSASTMA182F304
00QFB12AA492KA | Ball Valve | 00QFB12AA492 | PRODUCTION |  |  | BL-08-02 | A182GRF304
10QFB13AA101KA | Ball valve | 10QFB13AA101 | PRODUCTION |  |  | BL0802 | A182F304
00QFB13AA301KA | Globe valve | 00QFB13AA301 | PRODUCTION |  |  | CI800 | SSASTMA182F304
20QFB15AA101KA | Ball valve | 20QFB15AA101 | PRODUCTION |  |  | BL-08-02 | A182GRF304
10QFB15AA101KA | Ball valve | 10QFB15AA101 | PRODUCTION |  |  | BL-08-02 | A182GRF304
20QFB16AA101KA | Ball valve | 20QFB16AA101 | PRODUCTION |  |  | BL-08-02 | A182GRF304
10QFB16AA101KA | Ball Valve | 10QFB16AA101 | PRODUCTION |  |  | BL-08-02 | A182GRF304
00QFB17AA101KA | Ball Valve | 00QFB17AA101 | PRODUCTION |  |  | BL-08-02 | A182GRF304
00QFB18AA301KA | Globe valve | 00QFB18AA301 | PRODUCTION |  |  | CI800 | SSASTMA182F304
00QFB18AA595KA | Globe valve | 00QFB18AA595 | PRODUCTION |  |  | CI800
00QFB19AA101KA | Ball Valve | 00QFB19AA101 | PRODUCTION |  |  | BL-08-02 | A182GRF304
00QFB21AA101KA | Ball Valve | 00QFB21AA101 | PRODUCTION |  |  | BL-08-02 | A182GRF304
00SCB02AA101KA | Ball Valve | 00SCB02AA101 | PRODUCTION |  |  | BL0810 | A105
00SCB02AA301KA | Globe valve | 00SCB02AA301 | PRODUCTION |  |  | CI800 | CSASTMA105
00SCB03AA101KA | Ball Valve | 00SCB03AA101 | PRODUCTION |  |  | BL0810 | A105
10SCB04AA101KA | Gate Valve | 10SCB04AA101 | PRODUCTION |  |  | WCB | ASTM A216 WCB
00SCB04AA301KA | Globe valve | 00SCB04AA301 | PRODUCTION |  |  | CI800 | CSASTMA105
00SCB05AA101KA | Ball Valve | 00SCB05AA101 | PRODUCTION |  |  | BL0810 | A105
00SCB06AA101KA | Ball Valve | 00SCB06AA101 | PRODUCTION |  |  | BL0810 | A105
00SCB06AA301KA | Globe valve | 00SCB06AA301 | PRODUCTION |  |  | CI800 | CSASTMA105
20SCB07AA101KA | Ball Valve | 20SCB07AA101 | PRODUCTION |  |  | WCB | A182F304
10SCB07AA101KA | Ball Valve | 10SCB07AA101 | PRODUCTION |  |  | BL0110 | ASTM A216 WCB
00SCB09AA301KA | Globe valve | 00SCB09AA301 | PRODUCTION |  |  | CI800 | CSASTMA105
00SCB10AA101KA | Ball Valve | 00SCB10AA101 | PRODUCTION |  |  | BL0810 | A105
00SCB11AA101KA | Ball Valve | 00SCB11AA101 | PRODUCTION
00SCB12AA101KA | Ball Valve | 00SCB12AA101 | PRODUCTION |  |  | BL0810 | A105
00SCB13AA101KA | Ball Valve | 00SCB13AA101 | PRODUCTION |  |  | BL0810 | A105
00SCB14AA101KA | Ball Valve | 00SCB14AA101 | PRODUCTION |  |  | BL0810 | A105
00SCB15AA101KA | Ball Valve | 00SCB15AA101 | PRODUCTION |  |  | BL0810 | A105
00SCB16AA101KA | Ball Valve | 00SCB16AA101 | PRODUCTION |  |  | BL0810 | A105
20PAD07AA502KA | Gate valve | 20PAD07AA502 | PRODUCTION |  |  | CL150 | CSASTMA216GRWCB
00QFB11AA101KA | Ball Valve | 00QFB11AA101 | PRODUCTION |  |  | BL-08-02 | A182GRF304
10HAN90AA401KA | Safety valve | 10HAN90AA401 | PRODUCTION |  |  | 32.901
20HAN90AA401KA | Safety valve (Continuous blow down tank 21.5 M) | 20HAN90AA401 | PRODUCTION |  |  | 32.901
10LCN51AA401KA | Safety valve | 10LCN51AA401 | PRODUCTION |  |  | 32.901
20LCN51AA401KA | Safety valve | 20LCN51AA401 | PRODUCTION |  |  | 32.901
10PGA38AA401KA | Safety valve | 10PGA38AA401 | PRODUCTION |  |  | 32.901
20PGA38AA401KA | Safety valve | 20PGA38AA401 | PRODUCTION |  |  | 32.901
10GHC07AA151KA | Pneumatic valve | 10GHC07AA151 | PRODUCTION |  | SN500000708003-004
10GHC07AA151QN | Actuator,pneumatic valve | 10GHC07AA151 | PRODUCTION |  |  | I-LDR52-27R-028101H
20GHC07AA151KA | Pneumatic valve | 20GHC07AA151 | PRODUCTION |  | SN500000708003-004
20GHC07AA151QN | Actuator,pneumatic valve | 20GHC07AA151 | PRODUCTION |  |  | I-LDR52-27R-028101H
10HJF50AA201KA | Gate Valve | 10HJF50AA201 | PRODUCTION |  | SN500000708005-006
10HJF50AA201QN | Actuator, pneumatic | 10HJF50AA201 | PRODUCTION
20HJF50AA201KA | Gate Valve | 20HJF50AA201 | PRODUCTION
20HJF50AA201QN | Actuator, pneumatic | 20HJF50AA201 | PRODUCTION |  | SN500000708005-006
00GCC59AN001-KN | Air Blower for PSF/MB/N-PIT | 00GCC59AN001 | PRODUCTION
00GCC59AN001-M01 | AIR BLOWER DISCHARGE FOR PSF 00-GCC-59- AN-001 | 00GCC59AN001 | PRODUCTION |  |  | SR010
00GCC59AN002-KN | Air Blower for PSF/MB/N-PIT | 00GCC59AN002 | PRODUCTION |  | 00GCC59AN002-KN
00GCC59AN002-M01 | AIR BLOWER DISCHARGE FOR PSF 00-GCC-59- AN-002 | 00GCC59AN002 | PRODUCTION |  |  | SR010
00GCC59AN003KN | Degasser air blower discharge 00-gcc-59 an-003 | 00GCC59AN003 | PRODUCTION |  |  | KASH 12
00GCC59AN003-M01 | Degasser air blower discharge 00-gcc-59 an-003 | 00GCC59AN003 | PRODUCTION |  |  | SR010
00GCC59AN004KN | Degasser air blower discharge 00-gcc-59 an-004 | 00GCC59AN004 | PRODUCTION |  |  | KASH 12
00GCC59AN004-M01 | Degasser air blower discharge 00-gcc-59 an-004 | 00GCC59AN004 | PRODUCTION |  |  | SR010
00GMC59AN001KN | Air Blower For Psf-Etp | 00GMC59AN001 | PRODUCTION |  |  | Model SR017
00GMC59AN001-M01 | Air blower 1 | 00GMC59AN001 | PRODUCTION |  |  | Model SR017
00GMC59AN002KN | Air Blower For Psf-Etp | 00GMC59AN002 | PRODUCTION |  |  | Model SR017
00GMC59AN002-M01 | Air blower 2 | 00GMC59AN002 | PRODUCTION |  |  | Model SR017
10MAV10AP110KP | Main Oil Pump | 10MAV10AP110 | PRODUCTION |  |  | KF1700
20MAV10AP110KP | Main Oil Pump | 20MAV10AP110 | PRODUCTION |  |  | KF1700
00GMA59AT001KT | Tpi Oil Water Separator | 00GMA59AT001 | PRODUCTION |  |  | SS-30
00GTB59CF001-U01 | Magnetic flow transmitter at discharge of acf (00gts59bb016) | 00GTB59CF001 | PRODUCTION |  |  | AQUAMAG | HOUSING - DIE CAST ALUMINIUM
00QKA16AN001KN | Roof Extractor 1 | 00QKA16AN001 | PRODUCTION |  |  | RDA 560
00QKA16AN001-M01 | Roof Extractor 1, motor | 00QKA16AN001 | PRODUCTION |  |  | RDA 560
00QKA17AN001KN | Roof Extractor 2 | 00QKA17AN001 | PRODUCTION |  |  | RDA 560
00QKA17AN001-M01 | Roof Extractor 2, motor | 00QKA17AN001 | PRODUCTION |  |  | RDA 560
00QKA18AN001KN | Roof Extractor 3 | 00QKA18AN001 | PRODUCTION |  |  | RDA 560
00QKA18AN001-M01 | Roof Extractor 3, motor | 00QKA18AN001 | PRODUCTION |  |  | RDA 560
00QKA19AN001KN | Roof Extractor 4 | 00QKA19AN001 | PRODUCTION |  |  | RDA 560
00QKA19AN001-M01 | Roof Extractor 4, motor | 00QKA19AN001 | PRODUCTION |  |  | RDA 560
00QKA20AN001KN | Roof Extractor 5 | 00QKA20AN001 | PRODUCTION |  |  | RDA 560
00QKA20AN001-M01 | Roof Extractor 5, motor | 00QKA20AN001 | PRODUCTION |  |  | RDA 560
00QKA21AN001KN | Roof Extractor 6 | 00QKA21AN001 | PRODUCTION |  |  | RDA 560
00QKA21AN001-M01 | Roof Extractor 6, motor | 00QKA21AN001 | PRODUCTION |  |  | RDA 560
00QKA22AN001KN | Roof Extractor 7 | 00QKA22AN001 | PRODUCTION |  |  | RDA 560
00QKA22AN001-M01 | Roof Extractor 7, motor | 00QKA22AN001 | PRODUCTION |  |  | RDA 560
00QKA23AN001KN | Roof Extractor 8 | 00QKA23AN001 | PRODUCTION |  |  | RDA 560
00QKA23AN001-M01 | Roof Extractor 8, motor | 00QKA23AN001 | PRODUCTION |  |  | RDA 560
00QKA24AN001KN | Roof Extractor 9 | 00QKA24AN001 | PRODUCTION |  |  | RDA 560
00QKA24AN001-M01 | Roof Extractor 9, motor | 00QKA24AN001 | PRODUCTION |  |  | RDA 560
00QKA25AN001KN | Roof Extractor 10 | 00QKA25AN001 | PRODUCTION |  |  | RDA 560
00QKA25AN001-M01 | Roof Extractor 10, motor | 00QKA25AN001 | PRODUCTION |  |  | RDA 560
00QKA26AN001KN | Roof Extractor 11 | 00QKA26AN001 | PRODUCTION |  |  | RDA 560
00QKA26AN001-M01 | Roof Extractor 11, motor | 00QKA26AN001 | PRODUCTION |  |  | RDA 560
00QKA27AN001KN | Roof Extractor 12 | 00QKA27AN001 | PRODUCTION |  |  | RDA 560
00QKA27AN001-M01 | Roof Extractor 12, motor | 00QKA27AN001 | PRODUCTION |  |  | RDA 560
00QKA28AN001KN | Exhaust Fan-1 | 00QKA28AN001 | PRODUCTION |  |  | APN 560
00QKA28AN001-M01 | Exhaust Fan-1, motor | 00QKA28AN001 | PRODUCTION |  |  | M2BAX90SL4
00QKA29AN001KN | Exhaust Fan-2 | 00QKA29AN001 | PRODUCTION |  |  | APN 560
00QKA29AN001-M01 | Exhaust Fan-2, motor | 00QKA29AN001 | PRODUCTION |  |  | M2BAX90SL4
00QKA30AN001KN | Exhaust Fan-3 | 00QKA30AN001 | PRODUCTION |  |  | APN 560
00QKA30AN001-M01 | Exhaust Fan-3, motor | 00QKA30AN001 | PRODUCTION |  |  | M2BAX90SL4
00QKA31AN001KN | Exhaust Fan-4 | 00QKA31AN001 | PRODUCTION |  |  | APN 560
00QKA31AN001-M01 | Exhaust Fan-4, motor | 00QKA31AN001 | PRODUCTION |  |  | M2BAX90SL4
00QKA32AN001KN | Exhaust Fan-5 | 00QKA32AN001 | PRODUCTION |  |  | APN 560
00QKA32AN001-M01 | Exhaust Fan-5, motor | 00QKA32AN001 | PRODUCTION |  |  | M2BAX90SL4
00QKA33AN001KN | Exhaust Fan-6 | 00QKA33AN001 | PRODUCTION |  |  | APN 560
00QKA33AN001-M01 | Exhaust Fan-6, motor | 00QKA33AN001 | PRODUCTION |  |  | M2BAX90SL4
00QKA34AN001KN | Filtered Fresh Air Centrifugal SAF-1 | 00QKA34AN001 | PRODUCTION |  |  | APK 500 -4 P
00QKA34AN001-M01 | Filtered Fresh Air Centrifugal SAF-1 | 00QKA34AN001 | PRODUCTION |  |  | APK 500 -4 P
00QKA35AN001KN | Filtered Fresh Air Centrifugal SAF-2 | 00QKA35AN001 | PRODUCTION |  |  | APK 500 -4 P
00QKA35AN001-M01 | Filtered Fresh Air Centrifugal SAF-2 | 00QKA35AN001 | PRODUCTION |  |  | APK 500 -4 P
00QKA36AN001KN | Filtered Fresh Air Centrifugal SAF-1 | 00QKA36AN001 | PRODUCTION |  |  | APK 500 -4 P
00QKA36AN001-M01 | Filtered Fresh Air Centrifugal SAF-1 | 00QKA36AN001 | PRODUCTION |  |  | APK 500 -4 P
00QKA37AN001KN | Filtered Fresh Air Centrifugal SAF-2 | 00QKA37AN001 | PRODUCTION |  |  | APK 500 -4 P
00QKA37AN001-M01 | Filtered Fresh Air Centrifugal SAF-2 | 00QKA37AN001 | PRODUCTION |  |  | APK 500 -4 P
00QKA38AN001KN | Filtered Fresh Air Centrifugal SAF-1 | 00QKA38AN001 | PRODUCTION |  |  | APK 450
00QKA38AN001-M01 | Filtered Fresh Air Centrifugal SAF-1 | 00QKA38AN001 | PRODUCTION |  |  | APK 450
00QKA39AN001KN | Filtered Fresh Air Centrifugal SAF-2 | 00QKA39AN001 | PRODUCTION |  |  | APK 450
00QKA39AN001-M01 | Filtered Fresh Air Centrifugal SAF-2 | 00QKA39AN001 | PRODUCTION |  |  | APK 450
00QKA41AN001KN | Exhaust Fan (EAF-1) | 00QKA41AN001 | PRODUCTION |  |  | APK 400
00QKA41AN001-M01 | Exhaust Fan (EAF-1), motor | 00QKA41AN001 | PRODUCTION |  |  | M2BAX90SL4
00QKA42AN001KN | Exhaust Fan (EAF-2) | 00QKA42AN001 | PRODUCTION |  |  | APK 400
00QKA42AN001-M01 | Exhaust Fan (EAF-2), motor | 00QKA42AN001 | PRODUCTION |  |  | M2BAX90SL4
00QKA43AN001KN | Exhaust Fan (EAF-3) | 00QKA43AN001 | PRODUCTION |  |  | APK 400
00QKA43AN001-M01 | Exhaust Fan (EAF-3), motor | 00QKA43AN001 | PRODUCTION |  |  | M2BAX90SL4
00QKA45AN001KN | Exhaust Fan -1 | 00QKA45AN001 | PRODUCTION |  |  | APN 560
00QKA45AN001-M01 | Exhaust Fan -1, motor | 00QKA45AN001 | PRODUCTION |  |  | M2BAX90SL4
00QKA46AN001KN | Exhaust Fan -2 | 00QKA46AN001 | PRODUCTION |  |  | APN 560
00QKA46AN001-M01 | Exhaust Fan -2, motor | 00QKA46AN001 | PRODUCTION |  |  | M2BAX90SL4
00QKA47AN001KN | Exhaust Fan -3 | 00QKA47AN001 | PRODUCTION |  |  | APN 560
00QKA47AN001-M01 | Exhaust Fan -3, motor | 00QKA47AN001 | PRODUCTION |  |  | M2BAX90SL4
00QKA48AN001KN | Exhaust Fan -4 | 00QKA48AN001 | PRODUCTION |  |  | APN 560
00QKA48AN001-M01 | Exhaust Fan -4, motor | 00QKA48AN001 | PRODUCTION |  |  | M2BAX90SL4
00QKA49AN001KN | Exhaust Fan -5 | 00QKA49AN001 | PRODUCTION |  |  | APN 560
00QKA49AN001-M01 | Exhaust Fan -5, motor | 00QKA49AN001 | PRODUCTION |  |  | M2BAX90SL4
00QKA50AN001KN | Exhaust Fan -1 | 00QKA50AN001 | PRODUCTION |  |  | APK 450
00QKA50AN001-M01 | Exhaust Fan -1, motor | 00QKA50AN001 | PRODUCTION |  |  | M2BAX90SL4
00QKA52AN001KN | Exhaust Fan -1 | 00QKA52AN001 | PRODUCTION |  |  | APK 355
00QKA52AN001-M01 | Exhaust Fan -1, motor | 00QKA52AN001 | PRODUCTION |  |  | M2BAX90SL4
00QKA53AN001KN | Exhaust Fan -2 | 00QKA53AN001 | PRODUCTION |  |  | APK 355
00QKA53AN001-M01 | Exhaust Fan -2, motor | 00QKA53AN001 | PRODUCTION |  |  | M2BAX90SL4
00QKA54AN001KN | Exhaust Fan-1 | 00QKA54AN001 | PRODUCTION |  |  | APK 355
00QKA54AN001-M01 | Exhaust Fan-1, motor | 00QKA54AN001 | PRODUCTION |  |  | M2BAX90SL4
00QKA55AN001KN | Exhaust Fan-2 | 00QKA55AN001 | PRODUCTION |  |  | APK 355
00QKA55AN001-M01 | Exhaust Fan-2, motor | 00QKA55AN001 | PRODUCTION |  |  | M2BAX90SL4
00QKA56AN001KN | Exhaust Fan-1 | 00QKA56AN001 | PRODUCTION |  |  | TDB II 450
00QKA56AN001-M01 | Exhaust Fan-1, motor | 00QKA56AN001 | PRODUCTION |  |  | M2BAX90SL4
00QKA57AN001KN | Exhaust Fan-2 | 00QKA57AN001 | PRODUCTION |  |  | TDB II 450
00QKA57AN001-M01 | Exhaust Fan-2, motor | 00QKA57AN001 | PRODUCTION |  |  | M2BAX90SL4
00QKA58AN001KN | Exhaust Fan-3 | 00QKA58AN001 | PRODUCTION |  |  | TDB II 450
00QKA58AN001-M01 | Exhaust Fan-3, motor | 00QKA58AN001 | PRODUCTION |  |  | M2BAX90SL4
00QKA59AN001KN | Exhaust Fan-4 | 00QKA59AN001 | PRODUCTION |  |  | TDB II 450
00QKA59AN001-M01 | Exhaust Fan-4, motor | 00QKA59AN001 | PRODUCTION |  |  | M2BAX90SL4
00QKA60AN001KN | Exhaust Fan-1 | 00QKA60AN001 | PRODUCTION |  |  | TDB II 450
00QKA60AN001-M01 | Exhaust Fan-1, motor | 00QKA60AN001 | PRODUCTION |  |  | M2BAX90SL4
00QKA61AN001KN | Exhaust Fan-2 | 00QKA61AN001 | PRODUCTION |  |  | TDB II 450
00QKA61AN001-M01 | Exhaust Fan-2, motor | 00QKA61AN001 | PRODUCTION |  |  | M2BAX90SL4
00QKA62AN001KN | Exhaust Fan-3 | 00QKA62AN001 | PRODUCTION |  |  | TDB II 450
00QKA62AN001-M01 | Exhaust Fan-3, motor | 00QKA62AN001 | PRODUCTION |  |  | M2BAX90SL4
00QKA63AN001KN | Exhaust Fan-4 | 00QKA63AN001 | PRODUCTION |  |  | TDB II 450
00QKA63AN001-M01 | Exhaust Fan-4, motor | 00QKA63AN001 | PRODUCTION |  |  | M2BAX90SL4
00QKA64AN001KN | Exhaust fan-1 | 00QKA64AN001 | PRODUCTION |  |  | TDB II 400
00QKA64AN001-M01 | Exhaust fan-1, motor | 00QKA64AN001 | PRODUCTION |  |  | M2BAX90SL4
00QKA65AN001KN | Exhaust fan-2 | 00QKA65AN001 | PRODUCTION |  |  | TDB II 400
00QKA65AN001-M01 | Exhaust fan-2, motor | 00QKA65AN001 | PRODUCTION |  |  | M2BAX90SL4
00QKA66AN001KN | Exhaust fan-1 | 00QKA66AN001 | PRODUCTION |  |  | TDB II 900
00QKA66AN001-M01 | Exhaust fan-1, motor | 00QKA66AN001 | PRODUCTION |  |  | M2BAX90SL4
00QKA67AN001KN | Exhaust fan-2 | 00QKA67AN001 | PRODUCTION |  |  | TDB II 900
00QKA67AN001-M01 | Exhaust fan-2, motor | 00QKA67AN001 | PRODUCTION |  |  | M2BAX90SL4
00QKA68AN001KN | Exhaust fan-1 | 00QKA68AN001 | PRODUCTION |  |  | TDB II 900
00QKA68AN001-M01 | Exhaust fan-1, motor | 00QKA68AN001 | PRODUCTION |  |  | M2BAX90SL4
00QKA69AN001KN | Exhaust fan-2 | 00QKA69AN001 | PRODUCTION |  |  | TDB II 900
00QKA69AN001-M01 | Exhaust fan-2, motor | 00QKA69AN001 | PRODUCTION |  |  | M2BAX90SL4
00QKA70AN001KN | Exhaust fan-1 | 00QKA70AN001 | PRODUCTION |  |  | TDB II 450
00QKA70AN001-M01 | Exhaust fan-1, motor | 00QKA70AN001 | PRODUCTION |  |  | M2BAX90SL4
00QKA71AN001KN | Exhaust fan-2 | 00QKA71AN001 | PRODUCTION |  |  | TDB II 450
00QKA71AN001-M01 | Exhaust fan-2, motor | 00QKA71AN001 | PRODUCTION |  |  | M2BAX90SL4
00QKA72AN001KN | Exhaust fan-1 | 00QKA72AN001 | PRODUCTION |  |  | APK 400
00QKA72AN001-M01 | Exhaust fan-1, motor | 00QKA72AN001 | PRODUCTION |  |  | M2BAX90SL4
00QKA73AN001KN | Exhaust fan-2 | 00QKA73AN001 | PRODUCTION |  |  | APK 400
00QKA73AN001-M01 | Exhaust fan-2, motor | 00QKA73AN001 | PRODUCTION |  |  | M2BAX90SL4
00QKA74AN001KN | Exhaust fan-1 | 00QKA74AN001 | PRODUCTION |  |  | APK 450
00QKA74AN001-M01 | Exhaust fan-1, motor | 00QKA74AN001 | PRODUCTION |  |  | M2BAX90SL4
00QKA75AN001KN | Exhaust fan-2 | 00QKA75AN001 | PRODUCTION |  |  | APK 450
00QKA75AN001-M01 | Exhaust fan-2, motor | 00QKA75AN001 | PRODUCTION |  |  | M2BAX90SL4
00QKA76AN001KN | Exhaust fan-1 | 00QKA76AN001 | PRODUCTION |  |  | APK 630 - 4 P
00QKA76AN001-M01 | Exhaust fan-1, motor | 00QKA76AN001 | PRODUCTION |  |  | M2BAX90SL4
00QKA77AN001KN | Exhaust fan-2 | 00QKA77AN001 | PRODUCTION |  |  | APK 630 - 4 P
00QKA77AN001-M01 | Exhaust fan-2, motor | 00QKA77AN001 | PRODUCTION |  |  | M2BAX90SL4
00QKA78AN001KN | Exhaust fan-3 | 00QKA78AN001 | PRODUCTION |  |  | APK 630 - 4 P
00QKA78AN001-M01 | Exhaust fan-3, motor | 00QKA78AN001 | PRODUCTION |  |  | M2BAX90SL4
00QM01AC001KC | Evap.Cooler | 00QM01AC001 | PRODUCTION
00GCR59AP007KP | N- Pit Waste water Transfer Pumps -1 | 00GCR59AP007 | PRODUCTION |  |  | CPK O 32-160
00GCR59AP008KP | N- Pit Waste water Transfer Pumps -2 | 00GCR59AP008 | PRODUCTION |  |  | CPK O 32-160
10LAA10AA309KA | Deaerator Line | 10LAA10AA309 | PRODUCTION |  |  | SICCA800GTF | SA105
10LAA10AA310KA | Deaerator Line | 10LAA10AA310 | PRODUCTION |  |  | SICCA800GTF | SA105
10LAB10AA802KA | Gate Valve | 10LAB10AA802 | PRODUCTION |  |  | SICCA800GTF | SA105
10LAB10AA803KA | Gate Valve | 10LAB10AA803 | PRODUCTION |  |  | SICCA800GTF | SA105
10LAB10AA804KA | Non-Return Valve | 10LAB10AA804 | PRODUCTION |  |  | SICCA800GTF | SA105
10LAB30AA201KA | Gate Valve | 10LAB30AA201 | PRODUCTION |  |  | SICCA150GTC | SA216 Gr WCB
10LAB40AA002KA | Gate Valve (Economizer Feed water 7.2M) | 10LAB40AA002 | PRODUCTION |  |  | SICCA1500SCC | SA216 Gr WCB
10LAB40AA003KA | Non-Return Valve | 10LAB40AA003 | PRODUCTION |  |  | SICCA1500SCC | SA216 Gr WCB
10LAB40AA004KA | Gate Valve | 10LAB40AA004 | PRODUCTION |  |  | SICCA1500SCC | SA216 Gr WCB
10LAB40AA005KA | Bfp-1 Discharge | 10LAB40AA005 | PRODUCTION |  |  | SICCA1500SCC | SA216WCB
10LAB40AA010KA | Bypass valve for BFP-1 discharge | 10LAB40AA010 | PRODUCTION |  |  | KSB | SA216WCB
10LAB40AA014KA | Gate Valve | 10LAB40AA014 | PRODUCTION |  |  | SICCA800GTF | SA216 Gr WCB
10LAB50AA002KA | Non-Return Valve | 10LAB50AA002 | PRODUCTION |  |  | SICCA1500SCC | SA216 Gr WCB
10LAB50AA003KA | Non-Return Valve | 10LAB50AA003 | PRODUCTION |  |  | SICCA1500SCC | SA216 Gr WCB
10LAB50AA004KA | Gate Valve | 10LAB50AA004 | PRODUCTION |  |  | SICCA1599GTC | SA216 Gr WCB
10LAB50AA005KA | Bfp-2 Discharge Line Valve | 10LAB50AA005 | PRODUCTION |  |  | SICCA1500GTC | SA216WCB
10LAB60AA003KA | Non-Return Valve | 10LAB60AA003 | PRODUCTION |  |  | SICCA800PCF | SA216 Gr WCB
10LAB60AA004KA | Gate Valve | 10LAB60AA004 | PRODUCTION |  |  | SA216 Gr WCB | SA105
10LAB60AA025-M01 | Feed water inlet to HP heater | 10LAB60AA025 | PRODUCTION |  |  | SICCA1500GTC | SA216WCB
10LAB60AA035KA | Bypass Of Hp Heater | 10LAB60AA035 | PRODUCTION |  |  | SICCA1500GTC | SA216WCB
10LAB60AA045-M01 | Feed water outlet from HP heater | 10LAB60AA045 | PRODUCTION |  |  | SICCA1500GTC | SA216WCB
10LAB60AA125-M01 | Bypass valve for Feed water inlet to HP heater | 10LAB60AA125 | PRODUCTION |  |  | SICCA1500GTC | SA216WCB
10LAB60AA135KA | Bypass Of Feedwater Bypass Line Of Hp Heater | 10LAB60AA135 | PRODUCTION |  |  | SICCA1500GTC | SA216WCB
10LAB60AA145KA | Bypass Valve For Feed Water Outlet To Hp Heater | 10LAB60AA145 | PRODUCTION |  |  | SICCA1500GTC | SA216WCB
10LAB90AA003KA | Non-Return Valve | 10LAB90AA003 | PRODUCTION |  |  | SICCA800GTF | SA105
10LAB90AA004KA | Gate Valve | 10LAB90AA004 | PRODUCTION |  |  | SICCA800GTF | SA105
10LAE40AA001KA | Gate Valve | 10LAE40AA001 | PRODUCTION |  |  | SICCA1500PCF | SA105
10LAE40AA003KA | Gate Valve | 10LAE40AA003 | PRODUCTION |  |  | SICCA1500PCF | SA105
10LAE40AA005-B01 | Deaerator initial heating line TCV positioner | 10LAE40AA005 | PRODUCTION |  |  | 6DR5111-0NN01-0AA-0 | SA105
10LAE40AA005-B02 | Deaerator initial heating line TCV position actuator | 10LAE40AA005 | PRODUCTION |  |  | UI20V | SA105
10LAE45AA102KA | Gate Valve | 10LAE45AA102 | PRODUCTION |  |  | SA105
10LAE45AA104KA | Gate Valve | 10LAE45AA104 | PRODUCTION |  |  | SA105
10LAE45AA108KA | Non-Return Valve | 10LAE45AA108 | PRODUCTION |  |  | SICCA1500PCF | SA182 F22
10LBA10AA017-M01 | Main steam line to Turbine | 10LBA10AA017 | PRODUCTION |  |  | SICCA 2500 GTC | SA 217 WC9
10LBA30AA101-M01 | Steam blowing to Atmosphere | 10LBA30AA101 | PRODUCTION |  |  | SICA 600 GTC | SA216-WCB
10LBG10AA105KA | Globe valve | 10LBG10AA105 | PRODUCTION |  |  | SICCA2500GLF | SA182 F22
10LBG10AA107KA | Gate Valve | 10LBG10AA107 | PRODUCTION |  |  | SICCA300GTC | SA217 Gr WC6
10LBG50AA031KA | Globe valve | 10LBG50AA031 | PRODUCTION |  |  | GLF 800 A105 | A105
20LBG50AA031KA | Globe valve | 20LBG50AA031 | PRODUCTION |  |  | GLF 800 A105 | A105
10LBG50AA032KA | Globe valve | 10LBG50AA032 | PRODUCTION |  |  | GLF 800 A105 | A105
20LBG50AA032KA | Globe valve | 20LBG50AA032 | PRODUCTION |  |  | GLF 800 A105 | A105
10LBG50AA033KA | Globe valve | 10LBG50AA033 | PRODUCTION |  |  | GLF 800 A105 | A105
20LBG50AA033KA | Globe valve | 20LBG50AA033 | PRODUCTION |  |  | GLF 800 A105 | A105
10LBG50AA034KA | Globe valve | 10LBG50AA034 | PRODUCTION |  |  | GLF 800 A105 | A105
20LBG50AA034KA | Globe valve | 20LBG50AA034 | PRODUCTION |  |  | GLF 800 A105 | A105
10LBH15AA903KA | Gate Valve | 10LBH15AA903 | PRODUCTION |  |  | SICCA300GTC | SA217 Gr WC6
10LBH15AA906KA | Gate Valve | 10LBH15AA906 | PRODUCTION |  |  | SICCA300GTC | SA217 Gr WC6
10LBH15AA917KA | Non-Return Valve | 10LBH15AA917 | PRODUCTION |  |  | SICCA150SCC | SA216 Gr WCB
10LBH15AA919KA | Non-Return Valve | 10LBH15AA919 | PRODUCTION |  |  | SICCA150SCC | SA216 Gr WCB
10LBH50AA102KA | Start up vent | 10LBH50AA102 | PRODUCTION |  |  | SICCA2500GLC | SA217-WC9
10LBQ10AA008KA | Bleed Steam To Hp Heater | 10LBQ10AA008 | PRODUCTION |  |  | SICCA 300 GLC | SA216 GR WCB
10LBS10AA003KA | Non-Return Valve | 10LBS10AA003 | PRODUCTION |  |  | SICCA150SCC | SA216 Gr WCB
10LBS10AA007KA | Bleed To Lp Heater | 10LBS10AA007 | PRODUCTION |  |  | SICCA150GTC | SA216WCB
10LBS20AA102KA | Non-Return Valve | 10LBS20AA102 | PRODUCTION |  |  | SICCA150SCC | SA216 Gr WCB
10LBS40AA101KA | Bleed Steam To Deaerator | 10LBS40AA101 | PRODUCTION |  |  | SICCA 150 GTC | SA 216 - WCB
20LCA10AA216KA | Non-Return Valve | 20LCA10AA216 | PRODUCTION |  |  | BS1868/API594 | SA216 Gr WCB
10LCA10AP101KP | Condensate Extraction pump -1, Motor | 10LCA10AP101 | PRODUCTION |  |  | WKT 80/3
20LCA10AP101KP | Condensate Extraction pump 1 | 20LCA10AP101 | PRODUCTION |  |  | WKT 80/3
10LCA10AP201KP | Condensate Extraction Pump-1 | 10LCA10AP201 | PRODUCTION |  | F9973454929-1-R4 | WKT 80/3
20LCA10AP201KP | Condensate Extraction Pump-1 | 20LCA10AP201 | PRODUCTION |  | F9973454929-1-R4 | WKT 80/3
10LCA10AP301KP | Condensate Extraction pump with motor -3 | 10LCA10AP301 | PRODUCTION |  | F9973454929-1-R4 | WKT 80/3
20LCA10AP301KP | Condensate Extraction pump with motor -3 | 20LCA10AP301 | PRODUCTION |  | F9973454929-1-R4 | WKT 80/3
20LCA20AA207KA | Non-Return Valve | 20LCA20AA207 | PRODUCTION |  |  | BS1868/API594 | SA216 Gr WCB
10LCA20AP101KP | Boiler feed pump-1 | 10LCA20AP101 | PRODUCTION |  | F 30789A | HGC 4/1+8
20LCA20AP101KP | Boiler feed pump with motor -1 | 20LCA20AP101 | PRODUCTION |  | F 30789A | HGC 4/1+8
10LCA20AP201KP | Condensate Extraction pump -2 | 10LCA20AP201 | PRODUCTION |  | F9973454929-1-R4 | WKT 80/3
20LCA20AP201KP | Condensate Extraction pump 2 | 20LCA20AP201 | PRODUCTION |  | F9973454929-1-R4 | WKT 80/3
10LCA30AA021KA | Non-Return Valve | 10LCA30AA021 | PRODUCTION |  |  | SICCA150SCC | SA216 Gr WCB
20LCA30AA207KA | Non-Return Valve | 20LCA30AA207 | PRODUCTION |  |  | SA216 Gr WCB | SA216 Gr WCB
10LCA30AP101KP | Boiler feed pump 2 | 10LCA30AP101 | PRODUCTION |  | F 30789A | HGC 4/1+8
20LCA30AP101KP | Boiler feed pump with motor -2 | 20LCA30AP101 | PRODUCTION |  | F 30789A | HGC 4/1+8
10LCA30AP201KP | Condensate Extraction Pump-3 | 10LCA30AP201 | PRODUCTION |  |  | WTK 80/3
20LCA30AP201KP | Condensate Extraction pump 3 | 20LCA30AP201 | PRODUCTION |  |  | WTK 80/3
10LCA40AA003KA | Gate Valve | 10LCA40AA003 | PRODUCTION |  |  | SICCA150GTC | SA216 Gr WCB
10LCA40AA014KA | Feed Water Inlet To Lp Heater | 10LCA40AA014 | PRODUCTION |  |  | SICCA150GTC | SA216WCB
10LCA40AA015KA | Bypass Of Lp Heater | 10LCA40AA015 | PRODUCTION |  |  | SICCA150GTC | SA216WCB
10LCA40AA016KA | Feed Water Out-Let From Lp Heater | 10LCA40AA016 | PRODUCTION |  |  | SICCA150GTC | SA216WCB
10LCE35AA302KA | Gate Valve | 10LCE35AA302 | PRODUCTION |  |  | SICCA800GTF | SA105
10LCE35AA304KA | Gate Valve | 10LCE35AA304 | PRODUCTION |  |  | SICCA800GTF | SA105
10LCE35AA306KA | Non-Return Valve | 10LCE35AA306 | PRODUCTION |  |  | SICCA800GTF | SA105
10LCE55AA001KA | Gate Valve | 10LCE55AA001 | PRODUCTION |  |  | SICCA800GTF | SA105
10LCE55AA003KA | Gate Valve | 10LCE55AA003 | PRODUCTION |  |  | SICCA800GTF | SA105
10LCH10AA004KA | Gate Valve | 10LCH10AA004 | PRODUCTION |  |  | SICCA300GTC | SA216 Gr WCB
10LCH20AA001KA | Gate Valve | 10LCH20AA001 | PRODUCTION |  |  | SA216 Gr WCB
20LCH30AA007KA | Non-Return Valve | 20LCH30AA007 | PRODUCTION |  |  | BS1868/API594 | SA216 Gr WCB
10LCJ10AA004KA | Gate Valve | 10LCJ10AA004 | PRODUCTION |  |  | SICCA800GTF | SA105
10LCJ20AA001KA | Gate Valve | 10LCJ20AA001 | PRODUCTION |  |  | SICCA800GTF | SA105
10MAL10AA402KA | Globe valve | 10MAL10AA402 | PRODUCTION |  |  | SICCA1500GLF | SA182 F22
10MAL26AA455KA | Gate Valve | 10MAL26AA455 | PRODUCTION |  |  | SICCA800GTF | SA105
10MAV80AA602KA | Non-Return Valve | 10MAV80AA602 | PRODUCTION |  |  | SICCA150SCC | A216GRWCB
10MAV90AA603KA | Non-Return Valve | 10MAV90AA603 | PRODUCTION |  |  | SICCA150SCC | A216GRWCB
10MAW10BR301MR | GSS, Safety Valve Inlet | 10MAW10BR301 | PRODUCTION |  |  | SA105 | A106 GrB
10MAW15AA305KA | Gate Valve | 10MAW15AA305 | PRODUCTION |  |  | SICCA800GTF | SA105
10MAW15AA307KA | Gate Valve | 10MAW15AA307 | PRODUCTION |  |  | SICCA300GTC | SA216 Gr WCB
10PGA38AA122KA | Globe valve | 10PGA38AA122 | PRODUCTION |  |  | SICCA150GLC | SA216 Gr WCB
10PGA39AA106KA | Non-Return Valve | 10PGA39AA106 | PRODUCTION |  |  | SICCA150SCC | SA216 Gr WCB
10PGA39AA113KA | Non-Return Valve | 10PGA39AA113 | PRODUCTION |  |  | SICCA150SCC | SA216 Gr WCB
10QFC10AA128KA | Globe valve | 10QFC10AA128 | PRODUCTION |  |  | AP1602 | SA105
00GTA35AA201-Y01 | 5/2-Way Valve | 00GTA35AA201 | PRODUCTION |  |  | Danais 150 PTFE Seat
00GBD59CQ651-U01 | Turbidity meter | 00GBD59CQ651 | PRODUCTION |  | K19-21048283-008 | Rosemount analytical 1056-03-27-38
00ECT01DW001-M01 | Motor | 00ECT01DW001 | PRODUCTION |  |  | Brake Motor / DRS160S4BE20HR/FL
00ECT01DW001MG | Gear Box | 00ECT01DW001 | PRODUCTION |  |  | Worm Reduction / 20.5:1
10HAD10CL102QP | Digital Indicator | 10HAD10CL102 | PRODUCTION |  |  | Hydrastep Control unit-2468CABD
00PAE01AP001KP | SLUDGE PUMP-1 - CT Basin sludge Pit | 00PAE01AP001 | PRODUCTION |  |  | KRTK 40-250/52 UG1-P
00PAE01AP001-M01 | SLUDGE PUMP-1 | 00PAE01AP001 | PRODUCTION |  |  | KRTK 40-250/52 UG1-P
00PAE02AP001KP | SLUDGE PUMP-2 - CT Basin sludge Pit | 00PAE02AP001 | PRODUCTION |  |  | KRTK 40-250/52 UG1-P
00PAE02AP001-M01 | SLUDGE PUMP-2 | 00PAE02AP001 | PRODUCTION |  |  | KRTK 40-250/52 UG1-P
00HTQ32AA801KA | Ball Valve | 00HTQ32AA801 | PRODUCTION |  |  | Profinn VT33L Ends BW/ThrNPT
00GAF01AP001KP | Boiler and TG drain Pump-1 | 00GAF01AP001 | PRODUCTION |  |  | Amarex INF 50-220/042 ULG 180 Dia | CF8M
00GAF02AP001KP | Boiler and TG drain Pump-2 | 00GAF02AP001 | PRODUCTION |  |  | Amarex INF 50-220/042 ULG 180 Dia | CF8M
00GAF03AP001KP | Transformer area oily waste water Pump | 00GAF03AP001 | PRODUCTION |  |  | Amarex INF 50-220/042 ULG 170 Dia | CF8M
00GAF03AP001-M01 | Tranformer area Oily water pump-1 | 00GAF03AP001 | PRODUCTION |  |  | Amarex INF 50-220/042 ULG 170 Dia | GREY CAST
00GAF20AP001KP | Peat run off pond Pump | 00GAF20AP001 | PRODUCTION |  |  | MFG STD | CF8M
00GAF20AP001-M01 | Peat run off pond Pump, motor | 00GAF20AP001 | PRODUCTION |  |  | Amarex INF 50-170/002 ULG 90 Dia | GREY CAST
00GAF22AP001KP | PHP tunnel drain pump | 00GAF22AP001 | PRODUCTION |  |  | Amarex INF 50-170/022 ULG 140 Dia | CF8M
00GAF22AP001-M01 | PHP tunnel drain pump, motor | 00GAF22AP001 | PRODUCTION |  |  | Amarex INF 50-170/022 ULG 140 Dia | GREY CAST
00GAF24AP001KP | PHP tunnel drain pump | 00GAF24AP001 | PRODUCTION |  |  | Amarex INF 50-170/022 ULG 140 Dia | CF8M
00GAF24AP001-M01 | PHP tunnel drain pump, motor | 00GAF24AP001 | PRODUCTION |  |  | Amarex INF 50-170/022 ULG 140 Dia | GREY CAST
00GAF30AP001KP | Portable submercible Pump-1 | 00GAF30AP001 | PRODUCTION |  |  | Amarex INF 50-220/032 ULG 140 Dia | CF8M
00GAF30AP001-M01 | Portable submercible Pump-1, motor | 00GAF30AP001 | PRODUCTION |  |  | Amarex INF 50-220/032 ULG 140 Dia | GREY CAST
00GAF31AP001KP | Portable submercible Pump-2 | 00GAF31AP001 | PRODUCTION |  |  | Amarex INF 50-220/032 ULG 140 Dia | CF8M
00GAF31AP001-M01 | Portable submercible Pump-2, motor | 00GAF31AP001 | PRODUCTION |  |  | Amarex INF 50-220/032 ULG 140 Dia | GREY CAST
00GBS59AP001KP | Sludge Transfer Pump-1 | 00GBS59AP001 | PRODUCTION |  |  | Amarex IN F50-220/042 YL160 | GJL-250
00GBS59AP002KP | Sludge Transfer Pump-2 | 00GBS59AP002 | PRODUCTION |  |  | Amarex IN F50-220/042 YL160 | GJL-250
10HAN10AA701KA | Globe valve | 10HAN10AA701 | PRODUCTION |  |  | GLF 800 A105 | A105
20HAN10AA701KA | Globe valve | 20HAN10AA701 | PRODUCTION |  |  | GLF 800 A105 | A105
10HAN90AA801KA | Globe valve | 10HAN90AA801 | PRODUCTION |  |  | GLF 800 A105 | A105
20HAN90AA801KA | Globe valve | 20HAN90AA801 | PRODUCTION |  |  | GLF 800 A105 | A105
10HAN90AA802KA | Globe valve | 10HAN90AA802 | PRODUCTION |  |  | GLF 800 A105 | A105
20HAN90AA802KA | Globe valve | 20HAN90AA802 | PRODUCTION |  |  | GLF 800 A105 | A105
10HAN90AA811KA | Globe valve | 10HAN90AA811 | PRODUCTION |  |  | GLF 800 A105 | A105
20HAN90AA811KA | Globe valve | 20HAN90AA811 | PRODUCTION |  |  | GLF 800 A105 | A105
10HAN90AA812KA | Globe valve | 10HAN90AA812 | PRODUCTION |  |  | GLF 800 A105 | A105
20HAN90AA812KA | Globe valve | 20HAN90AA812 | PRODUCTION |  |  | GLF 800 A105 | A105
10HAN90AA821KA | Globe valve | 10HAN90AA821 | PRODUCTION |  |  | GLF 800 A105 | A105
20HAN90AA821KA | Globe valve | 20HAN90AA821 | PRODUCTION |  |  | GLF 800 A105 | A105
10HAN91AA001KA | Gate Valve | 10HAN91AA001 | PRODUCTION |  |  | GTC150 | WCB
20HAN91AA001KA | Gate Valve | 20HAN91AA001 | PRODUCTION |  |  | GTC150 | WCB
10HAN91AA002KA | Gate Valve | 10HAN91AA002 | PRODUCTION |  |  | GTC150 | WCB
20HAN91AA002KA | Gate Valve | 20HAN91AA002 | PRODUCTION |  |  | GTC150 | WCB
10HDW41AA001KA | Globe valve | 10HDW41AA001 | PRODUCTION |  |  | GLF 800 A105 | A182 GR F 316
20HDW41AA001KA | Globe valve | 20HDW41AA001 | PRODUCTION |  |  | GLF 800 A105 | A182 GR F 316
10HDW42AA001KA | Globe valve | 10HDW42AA001 | PRODUCTION |  |  | GLF 800 A105 | A182 GR F 316
20HDW42AA001KA | Globe valve | 20HDW42AA001 | PRODUCTION |  |  | GLF 800 A105 | A182 GR F 316
10HDW43AA001KA | Globe valve | 10HDW43AA001 | PRODUCTION |  |  | GLF 800 A105 | A182 GR F 316
20HDW43AA001KA | Globe valve | 20HDW43AA001 | PRODUCTION |  |  | GLF 800 A105 | A182 GR F 316
10HDW44AA001KA | Globe valve | 10HDW44AA001 | PRODUCTION |  |  | GLF 800 A105 | A182 GR F 316
20HDW44AA001KA | Globe valve | 20HDW44AA001 | PRODUCTION |  |  | GLF 800 A105 | A182 GR F 316
10HLB10AA701KA | Globe valve | 10HLB10AA701 | PRODUCTION |  |  | GLF 800 A105 | A105
20HLB10AA701KA | Ball Valve | 20HLB10AA701 | PRODUCTION |  |  | GLF 800 A105 | A105
10HLB20AA701KA | Globe valve | 10HLB20AA701 | PRODUCTION |  |  | GLF 800 A105 | A105
20HLB20AA701KA | Ball Valve | 20HLB20AA701 | PRODUCTION |  |  | GLF 800 A105 | A105
10HNC10AA701KA | Globe valve | 10HNC10AA701 | PRODUCTION |  |  | GLF 800 A105 | A105
20HNC10AA701KA | Ball Valve | 20HNC10AA701 | PRODUCTION |  |  | GLF 800 A105 | A105
10HNF20AA701KA | Globe valve | 10HNF20AA701 | PRODUCTION |  |  | GLF 800 A105 | A105
20HNF20AA701KA | Globe valve | 20HNF20AA701 | PRODUCTION |  |  | GLF 800 A105 | A105
10LBG30AA001KA | Gate Valve | 10LBG30AA001 | PRODUCTION |  |  | GTC150 | WCB
20LBG30AA001KA | Gate Valve | 20LBG30AA001 | PRODUCTION |  |  | GTC150 | WCB
10LBG30AA801KA | Globe valve | 10LBG30AA801 | PRODUCTION |  |  | GLF 800 A105 | A105
20LBG30AA801KA | Globe valve | 20LBG30AA801 | PRODUCTION |  |  | GLF 800 A105 | A105
10LBG31AA601KA | Globe valve | 10LBG31AA601 | PRODUCTION |  |  | GLF 800 A105 | A105
20LBG31AA601KA | Globe valve | 20LBG31AA601 | PRODUCTION |  |  | GLF 800 A105 | A105
10LBG40AA001KA | Gate Valve | 10LBG40AA001 | PRODUCTION |  |  | GTC150 | WCB
20LBG40AA001KA | Gate Valve | 20LBG40AA001 | PRODUCTION |  |  | GTC150 | WCB
10LBG40AA801KA | Globe valve | 10LBG40AA801 | PRODUCTION |  |  | GLF 800 A105 | A105
20LBG40AA801KA | Globe valve | 20LBG40AA801 | PRODUCTION |  |  | GLF 800 A105 | A105
10LBG41AA601KA | Globe valve | 10LBG41AA601 | PRODUCTION |  |  | GLF 800 A105 | A105
20LBG41AA601KA | Globe valve | 20LBG41AA601 | PRODUCTION |  |  | GLF 800 A105 | A105
10LBG50AA001KA | Gate Valve | 10LBG50AA001 | PRODUCTION |  |  | GTC150 | WCB
20LBG50AA001KA | Gate Valve | 20LBG50AA001 | PRODUCTION |  |  | GTC150 | WCB
10LBG50AA012KA | Globe valve | 10LBG50AA012 | PRODUCTION |  |  | GLF 800 A105 | A105
20LBG50AA012KA | Globe valve | 20LBG50AA012 | PRODUCTION |  |  | GLF 800 A105 | A105
10LBG50AA013KA | Globe valve | 10LBG50AA013 | PRODUCTION |  |  | GLF 800 A105 | A105
20LBG50AA013KA | Globe valve | 20LBG50AA013 | PRODUCTION |  |  | GLF 800 A105 | A105
10LBG50AA014KA | Globe valve | 10LBG50AA014 | PRODUCTION |  |  | GLF 800 A105 | A105
20LBG50AA014KA | Globe valve | 20LBG50AA014 | PRODUCTION |  |  | GLF 800 A105 | A105
10LBG50AA021KA | Globe valve | 10LBG50AA021 | PRODUCTION |  |  | GLF 800 A105 | A105
20LBG50AA021KA | Globe valve | 20LBG50AA021 | PRODUCTION |  |  | GLF 800 A105 | A105
10LBG50AA022KA | Globe valve | 10LBG50AA022 | PRODUCTION |  |  | GLF 800 A105 | A105
20LBG50AA022KA | Globe valve | 20LBG50AA022 | PRODUCTION |  |  | GLF 800 A105 | A105
10LBG50AA023KA | Globe valve | 10LBG50AA023 | PRODUCTION |  |  | GLF 800 A105 | A105
20LBG50AA023KA | Globe valve | 20LBG50AA023 | PRODUCTION |  |  | GLF 800 A105 | A105
10LBG51AA701KA | Globe valve | 10LBG51AA701 | PRODUCTION |  |  | GLF 800 A105 | A105
20LBG51AA701KA | Globe valve | 20LBG51AA701 | PRODUCTION |  |  | GLF 800 A105 | A105
10LBG51AA702KA | Globe valve | 10LBG51AA702 | PRODUCTION |  |  | GLF 800 A105 | A105
20LBG51AA702KA | Globe valve | 20LBG51AA702 | PRODUCTION |  |  | GLF 800 A105 | A105
10LBG51AA703KA | Globe valve | 10LBG51AA703 | PRODUCTION |  |  | GLF 800 A105 | A105
20LBG51AA703KA | Globe valve | 20LBG51AA703 | PRODUCTION |  |  | GLF 800 A105 | A105
10LCM30AA001KA | Gate Valve | 10LCM30AA001 | PRODUCTION |  |  | GTC150 | WCB
20LCM30AA001KA | Gate Valve | 20LCM30AA001 | PRODUCTION |  |  | GTC150 | WCB
10LCM30AA002KA | Gate Valve | 10LCM30AA002 | PRODUCTION |  |  | GTC150 | WCB
20LCM30AA002KA | Gate Valve | 20LCM30AA002 | PRODUCTION |  |  | GTC150 | WCB
10LCM30AA003KA | Gate Valve | 10LCM30AA003 | PRODUCTION |  |  | GTC150 | WCB
20LCM30AA003KA | Gate Valve | 20LCM30AA003 | PRODUCTION |  |  | GTC150 | WCB
10LCM31AA001KA | Globe valve | 10LCM31AA001 | PRODUCTION |  |  | GLF 800 A105 | A105
20LCM31AA001KA | Globe valve | 20LCM31AA001 | PRODUCTION |  |  | GLF 800 A105 | A105
10LCM31AA002KA | Globe valve | 10LCM31AA002 | PRODUCTION |  |  | GLF 800 A105 | A105
20LCM31AA002KA | Globe valve | 20LCM31AA002 | PRODUCTION |  |  | GLF 800 A105 | A105
10LCM31AA003KA | Globe valve | 10LCM31AA003 | PRODUCTION |  |  | GLF 800 A105 | A105
20LCM31AA003KA | Globe valve | 20LCM31AA003 | PRODUCTION |  |  | GLF 800 A105 | A105
10LCM31AA051KA | Globe valve | 10LCM31AA051 | PRODUCTION |  |  | PCF800 800 A105 | A105
20LCM31AA051KA | Globe valve | 20LCM31AA051 | PRODUCTION |  |  | PCF800 800 A105 | A105
10LCM32AA001KA | Globe valve | 10LCM32AA001 | PRODUCTION |  |  | GLF 800 A105 | A105
20LCM32AA001KA | Globe valve | 20LCM32AA001 | PRODUCTION |  |  | GLF 800 A105 | A105
10LCM32AA002KA | Globe valve | 10LCM32AA002 | PRODUCTION |  |  | GLF 800 A105 | A105
20LCM32AA002KA | Globe valve | 20LCM32AA002 | PRODUCTION |  |  | GLF 800 A105 | A105
10LCM32AA003KA | Globe valve | 10LCM32AA003 | PRODUCTION |  |  | GLF 800 A105 | A105
20LCM32AA003KA | Globe valve | 20LCM32AA003 | PRODUCTION |  |  | GLF 800 A105 | A105
10LCM40AA001KA | Globe valve | 10LCM40AA001 | PRODUCTION |  |  | GLC150 | WCB
20LCM40AA001KA | Globe valve | 20LCM40AA001 | PRODUCTION |  |  | GLC150 | WCB
10LCM40AA002KA | Globe valve | 10LCM40AA002 | PRODUCTION |  |  | GLC150 | WCB
20LCM40AA002KA | Globe valve | 20LCM40AA002 | PRODUCTION |  |  | GLC150 | WCB
10LCM40AA003KA | Globe valve | 10LCM40AA003 | PRODUCTION |  |  | GLC150 | WCB
20LCM40AA003KA | Globe valve | 20LCM40AA003 | PRODUCTION |  |  | GLC150 | WCB
10LCM41AA001KA | Globe valve | 10LCM41AA001 | PRODUCTION |  |  | GLF 800 A105 | A105
20LCM41AA001KA | Globe valve | 20LCM41AA001 | PRODUCTION |  |  | GLF 800 A105 | A105
10LCM41AA002KA | Globe valve | 10LCM41AA002 | PRODUCTION |  |  | GLF 800 A105 | A105
20LCM41AA002KA | Globe valve | 20LCM41AA002 | PRODUCTION |  |  | GLF 800 A105 | A105
10LCM41AA003KA | Globe valve | 10LCM41AA003 | PRODUCTION |  |  | GLF 800 A105 | A105
20LCM41AA003KA | Globe valve | 20LCM41AA003 | PRODUCTION |  |  | GLF 800 A105 | A105
10LCM41AA051KA | Globe valve | 10LCM41AA051 | PRODUCTION |  |  | PCF800 800 A105 | A105
20LCM41AA051KA | Globe valve | 20LCM41AA051 | PRODUCTION |  |  | PCF800 800 A105 | A105
10LCN10AA801KA | Globe valve | 10LCN10AA801 | PRODUCTION |  |  | GLF 800 A105 | A105
20LCN10AA801KA | Globe valve | 20LCN10AA801 | PRODUCTION |  |  | GLF 800 A105 | A105
10LCN10AA802KA | Globe valve | 10LCN10AA802 | PRODUCTION |  |  | GLF 800 A105 | A105
20LCN10AA802KA | Globe valve | 20LCN10AA802 | PRODUCTION |  |  | GLF 800 A105 | A105
10LCN10AA811KA | Globe valve | 10LCN10AA811 | PRODUCTION |  |  | GLF 800 A105 | A105
20LCN10AA811KA | Globe valve | 20LCN10AA811 | PRODUCTION |  |  | GLF 800 A105 | A105
10LCN10AA812KA | Globe valve | 10LCN10AA812 | PRODUCTION |  |  | GLF 800 A105 | A105
20LCN10AA812KA | Globe valve | 20LCN10AA812 | PRODUCTION |  |  | GLF 800 A105 | A105
10LCN10AA821KA | Globe valve | 10LCN10AA821 | PRODUCTION |  |  | GLF 800 A105 | A105
20LCN10AA821KA | Globe valve | 20LCN10AA821 | PRODUCTION |  |  | GLF 800 A105 | A105
10LCN11AA001KA | Globe valve | 10LCN11AA001 | PRODUCTION |  |  | GLF 800 A105 | A105
20LCN11AA001KA | Globe valve | 20LCN11AA001 | PRODUCTION |  |  | GLF 800 A105 | A105
10LCN11AA701KA | Globe valve | 10LCN11AA701 | PRODUCTION |  |  | GLF 800 A105 | A105
20LCN11AA701KA | Globe valve | 20LCN11AA701 | PRODUCTION |  |  | GLF 800 A105 | A105
10LCN12AA001KA | Globe valve | 10LCN12AA001 | PRODUCTION |  |  | GLF 800 A105 | A105
20LCN12AA001KA | Globe valve | 20LCN12AA001 | PRODUCTION |  |  | GLF 800 A105 | A105
10LCN12AA701KA | Globe valve | 10LCN12AA701 | PRODUCTION |  |  | GLF 800 A105 | A105
20LCN12AA701KA | Globe valve | 20LCN12AA701 | PRODUCTION |  |  | GLF 800 A105 | A105
10LCN25AA001KA | Globe valve | 10LCN25AA001 | PRODUCTION |  |  | GLF 800 A105 | A105
20LCN25AA001KA | Globe valve | 20LCN25AA001 | PRODUCTION |  |  | GLF 800 A105 | A105
10LCN25AA051KA | Globe valve | 10LCN25AA051 | PRODUCTION |  |  | PCF800 800 A105 | A105
20LCN25AA051KA | Check valve | 20LCN25AA051 | PRODUCTION |  |  | PCF800 800 A105 | A105
10LCN26AA001KA | Globe valve | 10LCN26AA001 | PRODUCTION |  |  | GLF 800 A105 | A105
20LCN26AA001KA | Globe valve | 20LCN26AA001 | PRODUCTION |  |  | GLF 800 A105 | A105
10LCN26AA051KA | Globe valve | 10LCN26AA051 | PRODUCTION |  |  | PCF800 800 A105 | A105
20LCN26AA051KA | Globe valve | 20LCN26AA051 | PRODUCTION |  |  | PCF800 800 A105 | A105
10LCN27AA001KA | Globe valve | 10LCN27AA001 | PRODUCTION |  |  | GLF 800 A105 | A105
20LCN27AA001KA | Globe valve | 20LCN27AA001 | PRODUCTION |  |  | GLF 800 A105 | A105
10LCN27AA051KA | Globe valve | 10LCN27AA051 | PRODUCTION |  |  | PCF800 800 A105 | A105
20LCN27AA051KA | Globe valve | 20LCN27AA051 | PRODUCTION |  |  | PCF800 800 A105 | A105
10LCN28AA001KA | Globe valve | 10LCN28AA001 | PRODUCTION |  |  | GLF 800 A105 | A105
20LCN28AA001KA | Globe valve | 20LCN28AA001 | PRODUCTION |  |  | GLF 800 A105 | A105
10LCN28AA051KA | Globe valve | 10LCN28AA051 | PRODUCTION |  |  | PCF800 800 A105 | A105
20LCN28AA051KA | Globe valve | 20LCN28AA051 | PRODUCTION |  |  | PCF800 800 A105 | A105
10LCN30AA002KA | Globe valve | 10LCN30AA002 | PRODUCTION |  |  | GLF 800 A105 | A105
20LCN30AA002KA | Globe valve | 20LCN30AA002 | PRODUCTION |  |  | GLF 800 A105 | A105
10LCN30AA052KA | Globe valve | 10LCN30AA052 | PRODUCTION |  |  | PCF800 800 A105 | A105
20LCN30AA052KA | Globe valve | 20LCN30AA052 | PRODUCTION |  |  | PCF800 800 A105 | A105
10LCN30AA801KA | Globe valve | 10LCN30AA801 | PRODUCTION |  |  | GLF 800 A105 | A105
20LCN30AA801KA | Globe valve | 20LCN30AA801 | PRODUCTION |  |  | GLF 800 A105 | A105
10LCN31AA001KA | Globe valve | 10LCN31AA001 | PRODUCTION |  |  | GLF 800 A105 | A105
20LCN31AA001KA | Globe valve | 20LCN31AA001 | PRODUCTION |  |  | GLF 800 A105 | A105
10LCN31AA002KA | Globe valve | 10LCN31AA002 | PRODUCTION |  |  | GLF 800 A105 | A105
20LCN31AA002KA | Globe valve | 20LCN31AA002 | PRODUCTION |  |  | GLF 800 A105 | A105
10LCN52AA001KA | Globe valve | 10LCN52AA001 | PRODUCTION |  |  | GLF 800 A105 | A105
20LCN52AA001KA | Globe valve | 20LCN52AA001 | PRODUCTION |  |  | GLF 800 A105 | A105
00HTQ30AT001KT | Y-strainer | 00HTQ30AT001 | PRODUCTION |  |  | BOACHEM FSA | CF8M
00HTQ40AT001KT | Y-strainer | 00HTQ40AT001 | PRODUCTION |  |  | BOACHEM FSA | CF8M
10QEB93AT001KT | Y-strainer - Air supply to Bagfilter | 10QEB93AT001 | PRODUCTION |  |  | BOACHEM FSA | CF8M
20QEB93AT001KT | Y-strainer - Bagfilter purging air line | 20QEB93AT001 | PRODUCTION |  |  | BOACHEM FSA | CF8M
00GBS59AM101-M01 | Sludge Transfer Pump -1, motor | 00GBS59AM101 | PRODUCTION |  |  | Amarex NF 50-220/042ULG-160 Submersible
00GBS59AM102-M01 | Agitator Sludge Transfer Pump -2, motor | 00GBS59AM102 | PRODUCTION |  |  | Amarex NF 50-220/042ULG-160 Submersible
00GMA59AM001-M01 | Common Oily Waste Feed Pump -1 | 00GMA59AM001 | PRODUCTION |  |  | Amarex NF 50-170/002ULG-120 Submersible
00GMA59AM002-M01 | Common Oily Waste Feed Pump -2 | 00GMA59AM002 | PRODUCTION |  |  | Amarex NF 50-170/002ULG-120 Submersible
00GTA35AA001KA | Butterfly Valve | 00GTA35AA001 | PRODUCTION |  |  | Danais-150 T1 | CF8M
10HDA40AA001KA | Butterfly Valve | 10HDA40AA001 | PRODUCTION |  |  | Danais-150 T1 | CF8M
20HDA40AA001KA | Butterfly Valve | 20HDA40AA001 | PRODUCTION |  |  | Danais-150 T1 | CF8M
10HDW11AA001KA | Butterfly Valve | 10HDW11AA001 | PRODUCTION |  |  | Danais-150 T1 | CF8M
20HDW11AA001KA | Butterfly Valve | 20HDW11AA001 | PRODUCTION |  |  | Danais-150 T1 | CF8M
10HDW30AA001KA | Butterfly Valve | 10HDW30AA001 | PRODUCTION |  |  | Danais-150 T1 | CF8M
20HDW30AA001KA | Butterfly Valve | 20HDW30AA001 | PRODUCTION |  |  | Danais-150 T1 | CF8M
00HTQ26AA601KA | Butterfly Valve | 00HTQ26AA601 | PRODUCTION |  |  | Danais-150 T1 | CF8M
00HTQ30AA001KA | Butterfly Valve | 00HTQ30AA001 | PRODUCTION |  |  | Danais-150 T1 | CF8M
00HTQ32AA001KA | Butterfly Valve | 00HTQ32AA001 | PRODUCTION |  |  | Danais-150 T1 | CF8M
00HTQ40AA001KA | Butterfly Valve | 00HTQ40AA001 | PRODUCTION |  |  | Danais-150 T1 | CF8M
00HTQ42AA001KA | Butterfly Valve | 00HTQ42AA001 | PRODUCTION |  |  | Danais-150 T1 | CF8M
00PGA20AA001KA | Butterfly Valve | 00PGA20AA001 | PRODUCTION |  |  | Danais-150 T1 | CF8M
00PGA50AA001KA | Butterfly Valve | 00PGA50AA001 | PRODUCTION |  |  | Danais-150 T1 | CF8M
10QEB20AA001KA | Butterfly Valve | 10QEB20AA001 | PRODUCTION |  |  | Danais-150 T1 | CF8M
20QEB20AA001KA | Butterfly Valve | 20QEB20AA001 | PRODUCTION |  |  | Danais-150 T1 | CF8M
10QEB93AA007KA | Butterfly Valve | 10QEB93AA007 | PRODUCTION |  |  | Danais-150 T1 | CF8M
20QEB93AA007KA | Butterfly Valve | 20QEB93AA007 | PRODUCTION |  |  | Danais-150 T1 | CF8M
10QEU13AA001KA | Butterfly Valve | 10QEU13AA001 | PRODUCTION |  |  | Danais-150 T1 | CF8M
20QEU13AA001KA | Butterfly Valve | 20QEU13AA001 | PRODUCTION |  |  | Danais-150 T1 | CF8M
10QEU14AA001KA | Butterfly Valve | 10QEU14AA001 | PRODUCTION |  |  | Danais-150 T1 | CF8M
20QEU14AA001KA | Butterfly Valve | 20QEU14AA001 | PRODUCTION |  |  | Danais-150 T1 | CF8M
10QEU15AA001KA | Butterfly Valve | 10QEU15AA001 | PRODUCTION |  |  | Danais-150 T1 | CF8M
20QEU15AA001KA | Butterfly Valve | 20QEU15AA001 | PRODUCTION |  |  | Danais-150 T1 | CF8M
10QEU17AA002KA | Butterfly Valve | 10QEU17AA002 | PRODUCTION |  |  | Danais-150 T1 | CF8M
20QEU17AA002KA | Butterfly Valve | 20QEU17AA002 | PRODUCTION |  |  | Danais-150 T1 | CF8M
00GCB59AN001-M01 | Air Blowers For Psf/Mb/N — Pit | 00GCB59AN001 | PRODUCTION |  |  | Rotary Twin lobe oil free | CI
00GCB59AN002-M01 | Air Blowers For Psf/Mb/N — Pit | 00GCB59AN002 | PRODUCTION |  |  | Rotary Twin lobe oil free | CI
00GCC59AN005-M01 | Degasser Air Blower | 00GCC59AN005 | PRODUCTION |  |  | Centrifugal Type | A 36
00GCC59AN006-M01 | Degasser Air Blower | 00GCC59AN006 | PRODUCTION |  |  | Centrifugal Type | A 36
20EBA11AF001MG | Screw conveyor (SWC11-), gear | 20EBA11AF001 | PRODUCTION |  |  | GEAR KUMERA RGM-3280 H2 80 RA 60F400
20EBA12AF001MG | Screw conveyor (SWC11-), gear | 20EBA12AF001 | PRODUCTION |  |  | GEAR KUMERA RGM-3280 H2 80 RA 60F400
10EBA21AF001MG | Screw conveyor (SWC11-), gear | 10EBA21AF001 | PRODUCTION |  |  | GEAR KUMERA RGM-3280 H2 80 RA 60F400
10EBA22AF001MG | Screw conveyor (SWC11-), gear | 10EBA22AF001 | PRODUCTION |  |  | GEAR KUMERA RGM-3280 H2 80 RA 60F400
00EBC34AJ001MG1 | Oversize Crush, drive 1, gear | 00EBC34AJ001 | PRODUCTION |  |  | RGM 3355
00EBC34AJ001MG2 | Oversize Crush, drive 2, gear | 00EBC34AJ001 | PRODUCTION |  |  | RGM 3355
00EAD10AF001MG | Discharge chain conveyor, gear | 00EAD10AF001 | PRODUCTION |  |  | TD-3560H2-100+KFBM-3180-11.2
00EAD10AF002MG | Shredding roll, gear | 00EAD10AF002 | PRODUCTION |  |  | CUMPACT-F TFM-3140H2-31-LA4-42F300
00EAD20AF001MG | Discharge chain conveyor, gear | 00EAD20AF001 | PRODUCTION |  |  | TD-3560H2-100+KFBM-3180-11.2
00EAD20AF002MG | Shredding roll, gear | 00EAD20AF002 | PRODUCTION |  |  | CUMPACT-F TFM-3140H2-31-LA4-42F300
00EBA11AF001MG | Flight chain conveyor (FCB10-2000), gear | 00EBA11AF001 | PRODUCTION |  | SO0021379/17­40/1 | GEAR KUMERA RDM-4450H2-180-RA-75F500
10EBA11AF001MG | Screw conveyor (SWC11-), gear | 10EBA11AF001 | PRODUCTION |  |  | GEAR KUMERA RGM-3280 H2 80 RA 60F400
10EBA12AF001MG | Screw conveyor (SWC11-), gear | 10EBA12AF001 | PRODUCTION |  |  | GEAR KUMERA RGM-3280 H2 80 RA 60F400
00EBA21AF001MG | Flight chain conveyor (FCB10-2000), gear | 00EBA21AF001 | PRODUCTION |  |  | GEAR KUMERA RDM-4450H2-180-RA-75F500
20EBA21AF001MG | Screw conveyor (SWC11-), gear | 20EBA21AF001 | PRODUCTION |  |  | GEAR KUMERA RGM-3280 H2 80 RA 60F400
20EBA22AF001MG | Screw conveyor (SWC11-), gear | 20EBA22AF001 | PRODUCTION |  |  | GEAR KUMERA RGM-3280 H2 80 RA 60F400
00EBA41AF001MG | Belt conveyor (BBC10-), gear, gear | 00EBA41AF001 | PRODUCTION |  |  | GEAR KUMERA RGM-3315H2 J 45 LA 75F500
00EBA42AF001MG | Flight chain conveyor (FCB10-), gear | 00EBA42AF001 | PRODUCTION |  |  | GEAR KUMERA RGM-4400 H2 224 RA 60F400
10LAB40AA001KA | Globe valve | 10LAB40AA001 | PRODUCTION |  |  | KYP
20LAB40AA001KA | Globe valve | 20LAB40AA001 | PRODUCTION |  |  | KYP
20LAB40AA002KA | Gate Valve | 20LAB40AA002 | PRODUCTION |  |  | SICCA1500SCC | SA216 Gr WCB
10LAB40AA051KA | Solenoid Valve | 10LAB40AA051 | PRODUCTION |  |  | KPP
20LAB40AA051KA | Solenoid Valve | 20LAB40AA051 | PRODUCTION |  |  | KPP
10LBA10AA101KA | Main steam shutoff valve Motor | 10LBA10AA101 | PRODUCTION |  |  | KKP
10LBA10AA101QN | Actuator, Main steam shutoff valve | 10LBA10AA101 | PRODUCTION |  |  | KKP
20LBA10AA101KA | Main Steam Shut-Off - Electric Actuator - Intermittent | 20LBA10AA101 | PRODUCTION |  |  | KKP
20LBA10AA101QN | Actuator, Motor valve | 20LBA10AA101 | PRODUCTION |  |  | KKP
10LBH10AA101KA | Motor valve | 10LBH10AA101 | PRODUCTION |  |  | KJP
10LBH10AA101QN | Actuator, Motor valve | 10LBH10AA101 | PRODUCTION |  |  | KJP
20LBH10AA101KA | Start-up line shut-off valve - Integral Starter Disturbed | 20LBH10AA101 | PRODUCTION |  |  | KJP
20LBH10AA101QN | Actuator, Motor valve | 20LBH10AA101 | PRODUCTION |  |  | KJP
10LBH10AA151KA | Motor control valve | 10LBH10AA151 | PRODUCTION |  |  | KJP
10LBH10AA151QN | Actuator, Motor control valve | 10LBH10AA151 | PRODUCTION |  |  | KJP
20LBH10AA151KA | Start-up line control valve - Integral Starter Disturbed | 20LBH10AA151 | PRODUCTION |  |  | KJP
20LBH10AA151QN | Actuator, Motor control valve | 20LBH10AA151 | PRODUCTION |  |  | KJP
10PGA38CF101-F01 | Flow Switch | 10PGA38CF101 | PRODUCTION |  |  | BGF-S50-206RSPL0-B-S5G-0-H
20PGA38CF101-F01 | Flow Switch | 20PGA38CF101 | PRODUCTION |  |  | BGF-S50-206RSPL0-B-S5G-0-H
10PGA61CF101-F01 | Flow Switch | 10PGA61CF101 | PRODUCTION |  |  | BGF-S50-206RSPL0-B-S5G-0-H
20PGA61CF101-F01 | Flow Switch | 20PGA61CF101 | PRODUCTION |  |  | BGF-S50-206RSPL0-B-S5G-0-H
10PGA62CF101-F01 | Flow Switch | 10PGA62CF101 | PRODUCTION |  |  | BGF-S50-206RSPL0-B-S5G-0-H
20PGA62CF101-F01 | Flow Switch | 20PGA62CF101 | PRODUCTION |  |  | BGF-S50-206RSPL0-B-S5G-0-H
00GCN59AP005-M01 | Bulk acid unloading pump 1 | 00GCN59AP005 | PRODUCTION |  |  | HORIZONTAL CENTRIFUGAL | PP
00GCN59AP006-M01 | Bulk acid unloading pump 2 | 00GCN59AP006 | PRODUCTION |  |  | HORIZONTAL CENTRIFUGAL | PP
10QCC10AA101KA | Hydrazine dosing, pressure relief valve | 10QCC10AA101 | PRODUCTION |  |  | 20NBX25NB | SS316
10QCC10AA102KA | Hydrazine dosing, pressure relief valve | 10QCC10AA102 | PRODUCTION |  |  | 20NBX25NB | SS316
10QCD10AA103KA | Ammonia dosing, pressure relief valve | 10QCD10AA103 | PRODUCTION |  |  | 20NBX25NB | SS316
10QCD10AA104KA | Ammonia dosing, pressure relief valve | 10QCD10AA104 | PRODUCTION |  |  | 20NBX25NB | SS316
10LBG10AA110KA | Safety Valve Auxiliary PRDS 7.2M | 10LBG10AA110 | PRODUCTION |  |  | 4410.0111 | A216WCB
20LBG10AA110KA | Safety Valve | 20LBG10AA110 | PRODUCTION |  |  | 4410.0111 | A216WCB
10LBH15AA908KA | Relief Valve (Pegging steam line- FeedWaterTank floor) | 10LBH15AA908 | PRODUCTION |  |  | 4410.0671 | A216WCB
20LBH15AA908KA | Relief Valve | 20LBH15AA908 | PRODUCTION |  |  | 4410.0671 | A216WCB
10MAW15AA301KA | Globe valve (Gland sealing system) | 10MAW15AA301 | PRODUCTION |  |  |  | A216WCB
20MAW15AA301KA | Globe valve | 20MAW15AA301 | PRODUCTION |  |  |  | A216WCB
00EBD31AP001KP | Lubrication unit for disc screen chains | 00EBD31AP001 | PRODUCTION
00EBD33AP001KP | Lubrication unit for disc screen chains | 00EBD33AP001 | PRODUCTION
00EBD35AP001-E01 | Central Lubrication 1, Grease, Screening, Multi Controller LMC 2 | 00EBD35AP001 | PRODUCTION |  |  | LMC 2
10BAB10-F | NGTR | 10BAB10 | PRODUCTION
10HFA10AF001-M04 | PowerScrew 1, lubrication unit - Motor | 10HFA10AF001 | PRODUCTION |  |  | P203-8XN-1K6-AC-1A1.01-V10
20HFA10AF001-M04 | PowerScrew 1, lubrication unit - Motor | 20HFA10AF001 | PRODUCTION |  |  | P203-8XN-1K6-AC-1A1.01-V10
10HFA20AF001-M04 | PowerScrew 2, lubrication unit - Motor | 10HFA20AF001 | PRODUCTION |  |  | P203-8XN-1K6-AC-1A1.01-V10
20HFA20AF001-M04 | PowerScrew 2, lubrication unit - Motor | 20HFA20AF001 | PRODUCTION |  |  | P203-8XN-1K6-AC-1A1.01-V10
00EBD31AP001-M01 | Lubrication unit for disc screen chains , motor | 00EBD31AP001 | PRODUCTION |  |  | P203-8XN-1K6-230AC-1A1.01-V10
00BLJ21-A | Floor Mounted Chiller Panel For STG Building | 00BLJ21 | PRODUCTION |  |  | KWS060.14
00BLJ22-A | AIR WASHER PANELFor STG Building (I/C -125 A) | 00BLJ22 | PRODUCTION
00BLJ23-A | Air handling unit-1 panel for STG building | 00BLJ23 | PRODUCTION
00BLJ24-A | Air handling unit-2 panel for STG building | 00BLJ24 | PRODUCTION
00BLJ25-A | Air handling unit-3 panel for STG building | 00BLJ25 | PRODUCTION
00BLJ26-A | Air washer Panel for Bag filter MCC room | 00BLJ26 | PRODUCTION
00BLJ27-A | Roof Exhaust Fans AB BAY | 00BLJ27 | PRODUCTION
00BLJ28-A | Roof Exhaust Fans BATTERY ROOM | 00BLJ28 | PRODUCTION
00BLJ29-A | Roof Exhaust Fans AC plant room | 00BLJ29 | PRODUCTION
00BLJ30-A | Roof Exhaust Fans Compressor Room | 00BLJ30 | PRODUCTION
00BLJ31-A | Roof Exhaust Fans Chemical House | 00BLJ31 | PRODUCTION
00BLJ32-A | Roof Exhaust Fans Store | 00BLJ32 | PRODUCTION
00BLJ33-A | Roof Exhaust Fans Cooling Tower MCC room | 00BLJ33 | PRODUCTION
00BLJ34-A | Roof Exhaust Fans Pump House | 00BLJ34 | PRODUCTION
00BLJ35-A | Roof Exhaust Fans DM PLANT | 00BLJ35 | PRODUCTION
00BLJ36-A | Roof Exhaust Fans Workshop | 00BLJ36 | PRODUCTION
00BLJ37-A | Roof Exhaust Fans PHP MCC Room | 00BLJ37 | PRODUCTION
00BLJ38-A | Roof Exhaust Fans Tunnel 1 | 00BLJ38 | PRODUCTION
00BLJ39-A | Roof Exhaust Fans Tunnel 2 | 00BLJ39 | PRODUCTION
00BLJ40-A | Roof Exhaust Fans RIVER WATER MCC | 00BLJ40 | PRODUCTION
00GBN59AM005KM | Agitator For Lime Dosing Tank | 00GBN59AM005 | PRODUCTION |  |  | PMP-05-100 | SS 316
00GBN59AM006KM | Agitator For Lime Dosing Tank | 00GBN59AM006 | PRODUCTION |  |  | LTS/1200/162/40/2 | SS 316
00GBN59AM007KM | Agitator For Dwpe Dosing Tank | 00GBN59AM007 | PRODUCTION |  |  | LTS/1200/162/40/2 | SS 316
00GBN59AM007-M01 | Agitator For Dwpe Dosing Tank, motor | 00GBN59AM007 | PRODUCTION
00GBN59AM008KM | Agitator For Dwpe Dosing Tank | 00GBN59AM008 | PRODUCTION |  |  | PMP-05-100 | SS 316
00GBN59AM008-M01 | Agitator For Dwpe Dosing Tank, motor | 00GBN59AM008 | PRODUCTION
00GBN59AM101KM | Agitator For PE Dosing Tank -1 | 00GBN59AM101 | PRODUCTION |  |  | Flat Blade Turbine LTS/800/137/35/2 | SS 316
00GBN59AM102KM | Agitator For PE Dosing Tank -2 | 00GBN59AM102 | PRODUCTION |  |  | Flat Blade Turbine LTS/800/137/35/2 | SS 316
00GBN59AM103KM | Agitator For Alum Dosing Tank -1 | 00GBN59AM103 | PRODUCTION |  |  | FLAT BLADE TURBINE LTS/1200/127/35/2 | SS 316
00GBN59AM104KM | Agitator For Alum Dosing Tank -2 | 00GBN59AM104 | PRODUCTION |  |  | FLAT BLADE TURBINE LTS/1200/127/35/2 | SS 316
00GBN59AM105KM | Agitator For Lime Dosing Tank -1 | 00GBN59AM105 | PRODUCTION |  |  | LTS/1405/127/35/2 | SS 316
00GBN59AM106KM | Agitator For Lime Dosing Tank -2 | 00GBN59AM106 | PRODUCTION |  |  | LTS/1405/127/35/2 | SS 316
00GBN59AM107KM | Agitator For DWPE Dosing Tank -1 | 00GBN59AM107 | PRODUCTION |  |  | LTS/800/137/35/2 | SS 316
00GBN59AM108KM | Agitator For DWPE Dosing Tank -2 | 00GBN59AM108 | PRODUCTION |  |  | LTS/800/137/35/2 | SS 316
00GCN59AM001KM | Agitator For Morpholine Dosing Tank -1 | 00GCN59AM001 | PRODUCTION
00GCN59AM002KM | Agitator For Morpholine Dosing Tank -2 | 00GCN59AM002 | PRODUCTION
00GCN59AM003KM | Agitator For Caustic Measuring Tank For SBA | 00GCN59AM003 | PRODUCTION |  |  | FLAT BLADE TURBINE LTS/800/102/35/2 | SS 316
00GCN59AM004KM | Agitator For Caustic Measuring Tank For MB | 00GCN59AM004 | PRODUCTION |  |  | FLAT BLADE TURBINE LTS/800/102/35/2 | SS 316
10HCB10AA251QN | Actuator, Control Valve | 10HCB10AA251 | PRODUCTION |  |  | Globe 88-41055-88/16-SVi1000/PR/G
10HCB10AA251-Y01 | Control Valve | 10HCB10AA251 | PRODUCTION |  |  | Globe 88-41055-88/16-SVi1000/PR/G
20HCB10AA251QN | Actuator, Control Valve | 20HCB10AA251 | PRODUCTION |  |  | Globe 88-41055-88/16-SVi1000/PR/G
20HCB10AA251-Y01 | Control Valve | 20HCB10AA251 | PRODUCTION |  |  | Globe 88-41055-88/16-SVi1000/PR/G
10LAB40AA251QN | Actuator, Control Valve | 10LAB40AA251 | PRODUCTION |  |  | Globe/41335-88/16-SVi1000/PR/G-Lockup valve 77-60
10LAB40AA251-Y01 | Control Valve | 10LAB40AA251 | PRODUCTION |  |  | Globe/41335-88/16-SVi1000/PR/G-Lockup valve 77-60
20LAB40AA251QN | Actuator, Control Valve | 20LAB40AA251 | PRODUCTION |  |  | Globe/41335-88/16-SVi1000/PR/G-Lockup valve 77-60
20LAB40AA251-Y01 | Control Valve | 20LAB40AA251 | PRODUCTION |  |  | Globe/41335-88/16-SVi1000/PR/G-Lockup valve 77-60
10LAE11AA251QN | Actuator, Control Valve | 10LAE11AA251 | PRODUCTION |  |  | Globe 88-21124-88-6-SVi1000/PG/G
10LAE11AA251-Y01 | Control Valve | 10LAE11AA251 | PRODUCTION |  |  | Globe 88-21124-88-6-SVi1000/PG/G
20LAE11AA251QN | Actuator, Control Valve | 20LAE11AA251 | PRODUCTION |  |  | Globe 88-21124-88-6-SVi1000/PG/G
20LAE11AA251-Y01 | Control Valve | 20LAE11AA251 | PRODUCTION |  |  | Globe 88-21124-88-6-SVi1000/PG/G
10LAE21AA251QN | Actuator, Control Valve | 10LAE21AA251 | PRODUCTION |  |  | Globe 88-21124-88-6-SVi1000/PG/G
10LAE21AA251-Y01 | Control Valve | 10LAE21AA251 | PRODUCTION |  |  | Globe 88-21124-88-6-SVi1000/PG/G
20LAE21AA251QN | Actuator, Control Valve | 20LAE21AA251 | PRODUCTION |  |  | Globe 88-21124-88-6-SVi1000/PG/G
20LAE21AA251-Y01 | Control Valve | 20LAE21AA251 | PRODUCTION |  |  | Globe 88-21124-88-6-SVi1000/PG/G
10LAD10AA101KA | Relieve Valve | 10LAD10AA101 | PRODUCTION |  |  | SW300 | SA516GR70
20LAD10AA101KA | Relieve Valve | 20LAD10AA101 | PRODUCTION |  |  | SW300 | SA516GR70
10LAD10AA102KA | Relieve Valve | 10LAD10AA102 | PRODUCTION |  |  | 300RF | SA516GR70
20LAD10AA102KA | Relieve Valve | 20LAD10AA102 | PRODUCTION |  |  | 300RF | SA516GR70
10LAD10AA301KA | Ball Valve | 10LAD10AA301 | PRODUCTION |  |  | SW800
20LAD10AA301KA | Ball Valve | 20LAD10AA301 | PRODUCTION |  |  | SW800
10LAD10AA302KA | Hp Heater Isolation For Stand Pipe | 10LAD10AA302 | PRODUCTION |  |  | SW800
20LAD10AA302KA | Hp Heater Isolation For Stand Pipe | 20LAD10AA302 | PRODUCTION |  |  | SW800
10LAD10AA401KA | Ball Valve | 10LAD10AA401 | PRODUCTION |  |  | SW800 | SA516GR70
20LAD10AA401KA | Ball Valve | 20LAD10AA401 | PRODUCTION |  |  | SW800 | SA516GR70
10LAD10AA403KA | Ball Valve | 10LAD10AA403 | PRODUCTION |  |  | SW800
20LAD10AA403KA | Ball Valve | 20LAD10AA403 | PRODUCTION |  |  | SW800
10LAD10AA404KA | Ball Valve | 10LAD10AA404 | PRODUCTION |  |  | SW800
20LAD10AA404KA | Ball Valve | 20LAD10AA404 | PRODUCTION |  |  | SW800
10LAD10AA405KA | Globe valve | 10LAD10AA405 | PRODUCTION |  |  | SW1500 | SA516GR70
20LAD10AA405KA | Globe valve | 20LAD10AA405 | PRODUCTION |  |  | SW1500 | SA516GR70
10LAD10AA406KA | Globe valve | 10LAD10AA406 | PRODUCTION |  |  | SW1500 | SA516GR70
20LAD10AA406KA | Globe valve | 20LAD10AA406 | PRODUCTION |  |  | SW1500 | SA516GR70
10LAD10AA501KA | Ball Valve | 10LAD10AA501 | PRODUCTION |  |  | SW800 | SA516GR70
20LAD10AA501KA | Ball Valve | 20LAD10AA501 | PRODUCTION |  |  | SW800 | SA516GR70
10LAD10AA503KA | Ball Valve | 10LAD10AA503 | PRODUCTION |  |  | SW800 | SA516GR70
20LAD10AA503KA | Ball Valve | 20LAD10AA503 | PRODUCTION |  |  | SW800 | SA516GR70
10LAD10AA505KA | Gate Valve | 10LAD10AA505 | PRODUCTION |  |  | SW800 | SA516GR70
20LAD10AA505KA | Gate Valve | 20LAD10AA505 | PRODUCTION |  |  | SW800 | SA516GR70
10LAD10AA508KA | Globe valve | 10LAD10AA508 | PRODUCTION |  |  | SW1500 | SA516GR70
20LAD10AA508KA | Globe valve | 20LAD10AA508 | PRODUCTION |  |  | SW1500 | SA516GR70
10LAD10AA509KA | Globe valve | 10LAD10AA509 | PRODUCTION |  |  | SW1500 | SA516GR70
20LAD10AA509KA | Globe valve | 20LAD10AA509 | PRODUCTION |  |  | SW1500 | SA516GR70
10LBG10AA301KA | Ball Valve | 10LBG10AA301 | PRODUCTION |  |  | Threaded | SS
20LBG10AA301KA | Ball Valve | 20LBG10AA301 | PRODUCTION |  |  | Threaded | SS
10LBG10AA306KA | Ball Valve | 10LBG10AA306 | PRODUCTION |  |  | Threaded | SS
20LBG10AA306KA | Ball Valve | 20LBG10AA306 | PRODUCTION |  |  | Threaded | SS
10LBG10CP502QP | Pressure Gauge | 10LBG10CP502 | PRODUCTION |  |  | Threaded | 6" DIAL
10LCA10AA201KA | Ball Valve | 10LCA10AA201 | PRODUCTION |  |  | Threaded | SS
20LBG10CP502QP | Pressure Gauge | 20LBG10CP502 | PRODUCTION |  |  | Threaded | 6" Dial
10LBG10CT502QP | Temperature gauge | 10LBG10CT502 | PRODUCTION |  |  | flanged | 6" DIAL
20LBG10CT502QP | Temperature gauge | 20LBG10CT502 | PRODUCTION |  |  | flanged | 6" DIAL
10LBG20AA001KA | Steam To Hogger Ejector | 10LBG20AA001 | PRODUCTION |  |  | SW800CL | SA105/SA216GRWCB
10LBG20AA001-M01 | Steam to Hogger ejector | 10LBG20AA001 | PRODUCTION |  |  | SW800CL | SA105/SA216GRWCB
20LBG20AA001KA | Steam To Hogger Ejector | 20LBG20AA001 | PRODUCTION |  |  | SW800CL | SA105/SA216GRWCB
20LBG20AA001-M01 | Steam to Hogger ejector | 20LBG20AA001 | PRODUCTION |  |  | SW800CL | SA105/SA216GRWCB
10LBG20AA002KA | Steam To Holding Main Ejector | 10LBG20AA002 | PRODUCTION |  |  | SW800CL | SA105/SA216GRWCB
10LBG20AA002-M01 | Steam to Holding main ejector | 10LBG20AA002 | PRODUCTION |  |  | SW800CL | SA105/SA216GRWCB
20LBG20AA002KA | Steam To Holding Main Ejector | 20LBG20AA002 | PRODUCTION |  |  | SW800CL | SA105/SA216GRWCB
20LBG20AA002-M01 | Steam to Holding main ejector | 20LBG20AA002 | PRODUCTION |  |  | SW800CL | SA105/SA216GRWCB
10LBG20AA003KA | Steam To Holding Standby Ejectors | 10LBG20AA003 | PRODUCTION |  |  | SW800CL | SA105/SA216GRWCB
10LBG20AA003-M01 | Steam to Holding Standby ejectors | 10LBG20AA003 | PRODUCTION |  |  | SW800CL | SA105/SA216GRWCB
20LBG20AA003KA | Steam To Holding Standby Ejectors | 20LBG20AA003 | PRODUCTION |  |  | SW800CL | SA105/SA216GRWCB
20LBG20AA003-M01 | Steam to Holding Standby ejectors | 20LBG20AA003 | PRODUCTION |  |  | SW800CL | SA105/SA216GRWCB
10LBG20AA077KA | Steam Header Drain | 10LBG20AA077 | PRODUCTION |  |  | SW800CL | SA105/SA216GRWCB
20LBG20AA077KA | Steam Header Drain | 20LBG20AA077 | PRODUCTION |  |  | SW800CL | SA105/SA216GRWCB
10LBG20AT032KT | Steam to Hogger ejector, Strainer | 10LBG20AT032 | PRODUCTION |  |  | SW | SA216GRWCB
20LBG20AT032KT | Steam to Hogger ejector, Strainer | 20LBG20AT032 | PRODUCTION |  |  | SW | SA216GRWCB
10LBG20AT033KT | Steam to Hogger ejector, Strainer | 10LBG20AT033 | PRODUCTION |  |  | SW | S105/SA216GRWCB
20LBG20AT033KT | Steam to Hogger ejector, Strainer | 20LBG20AT033 | PRODUCTION |  |  | SW | S105/SA216GRWCB
10LBG20AT034KT | Steam to Hogger ejector, Strainer | 10LBG20AT034 | PRODUCTION |  |  | SW | S105/SA216GRWCB
20LBG20AT034KT | Steam to Hogger ejector, Strainer | 20LBG20AT034 | PRODUCTION |  |  | SW | S105/SA216GRWCB
20LCA10AA201KA | Ball Valve | 20LCA10AA201 | PRODUCTION |  |  | Threaded | SS
10LCA10AA202KA | Ball Valve | 10LCA10AA202 | PRODUCTION |  |  | Threaded | SS
20LCA10AA202KA | Ball Valve | 20LCA10AA202 | PRODUCTION |  |  | Threaded | SS
10LCA40AA005KA | Condensate Inlet To Ejector-Valve | 10LCA40AA005 | PRODUCTION |  |  | Flanged150CL | SA216GRWCB
20LCA40AA005KA | Condensate Inlet To Ejector-Valve | 20LCA40AA005 | PRODUCTION |  |  | Flanged150CL | SA216GRWCB
10LCA40AA006-M01 | Condensate outlet from GSC-Actuator | 10LCA40AA006 | PRODUCTION |  |  | WAFER150 | SA216GRWCB
20LCA40AA006-M01 | Condensate outlet from GSC-Actuator | 20LCA40AA006 | PRODUCTION |  |  | WAFER150 | SA216GRWCB
10LCA40AA007-M01 | Condensate inlet to GSC-Actuator | 10LCA40AA007 | PRODUCTION |  |  | WAFER150 | SA216GRWCB
20LCA40AA007-M01 | Condensate inlet to GSC-Actuator | 20LCA40AA007 | PRODUCTION |  |  | WAFER150 | SA216GRWCB
10LCA40AA008-M01 | Bypass of GSC-Actuator | 10LCA40AA008 | PRODUCTION |  |  | WAFER150 | SA216GRWCB
20LCA40AA008-M01 | Bypass Of GSC-Actuator | 20LCA40AA008 | PRODUCTION |  |  | WAFER150 | SA216GRWCB
10LCA40AA310KA | Ball Valve | 10LCA40AA310 | PRODUCTION |  |  | SW800 | SS105
20LCA40AA310KA | Ball Valve | 20LCA40AA310 | PRODUCTION |  |  | SW800 | SS105
10LCA40AA312KA | Ball Valve | 10LCA40AA312 | PRODUCTION |  |  | SW800 | SS105
20LCA40AA312KA | Ball Valve | 20LCA40AA312 | PRODUCTION |  |  | SW800 | SS105
10LCC10AA101KA | Angle Valve | 10LCC10AA101 | PRODUCTION |  |  | RF150 | SA516GR70
20LCC10AA101KA | Angle Valve | 20LCC10AA101 | PRODUCTION |  |  | RF150 | SA516GR70
10LCC10AA102KA | Angle Valve | 10LCC10AA102 | PRODUCTION |  |  | SW | SA516GR70
20LCC10AA102KA | Angle Valve | 20LCC10AA102 | PRODUCTION |  |  | SW | SA516GR70
10LCC10AA301KA | Globe valve | 10LCC10AA301 | PRODUCTION |  |  | SW800 | SA516GR70
20LCC10AA301KA | Globe valve | 20LCC10AA301 | PRODUCTION |  |  | SW800 | SA516GR70
10LCC10AA302KA | Globe valve | 10LCC10AA302 | PRODUCTION |  |  | SW800 | SA516GR70
20LCC10AA302KA | Globe valve | 20LCC10AA302 | PRODUCTION |  |  | SW800 | SA516GR70
10LCC10AA401KA | Ball Valve | 10LCC10AA401 | PRODUCTION |  |  | SW800 | SA516GR70
20LCC10AA401KA | Ball Valve | 20LCC10AA401 | PRODUCTION |  |  | SW800 | SA516GR70
10LCC10AA403KA | Globe valve | 10LCC10AA403 | PRODUCTION |  |  | SW800 | SA516GR70
20LCC10AA403KA | Globe valve | 20LCC10AA403 | PRODUCTION |  |  | SW800 | SA516GR70
10LCC10AA404KA | Globe valve | 10LCC10AA404 | PRODUCTION |  |  | SW800 | SA516GR70
20LCC10AA404KA | Globe valve | 20LCC10AA404 | PRODUCTION |  |  | SW800 | SA516GR70
10LCC10AA405KA | Ball Valve | 10LCC10AA405 | PRODUCTION |  |  | SW800
20LCC10AA405KA | Ball Valve | 20LCC10AA405 | PRODUCTION |  |  | SW800
10LCC10AA501KA | Ball Valve | 10LCC10AA501 | PRODUCTION |  |  | SW800 | SA516GR70
20LCC10AA501KA | Ball Valve | 20LCC10AA501 | PRODUCTION |  |  | SW800 | SA516GR70
10LCC10AA503KA | Ball Valve | 10LCC10AA503 | PRODUCTION |  |  | SW800 | SA516GR70
20LCC10AA503KA | Ball Valve | 20LCC10AA503 | PRODUCTION |  |  | SW800 | SA516GR70
10LCC10AA504KA | Gate Valve | 10LCC10AA504 | PRODUCTION |  |  | SW800 | SA516GR70
20LCC10AA504KA | Gate Valve | 20LCC10AA504 | PRODUCTION |  |  | SW800 | SA516GR70
10LCC10AA507KA | Ball Valve | 10LCC10AA507 | PRODUCTION |  |  | SW800 | SA516GR70
20LCC10AA507KA | Ball Valve | 20LCC10AA507 | PRODUCTION |  |  | SW800 | SA516GR70
10LCM10AA405KA | Ball Valve | 10LCM10AA405 | PRODUCTION |  |  | Threaded | SA105
20LCM10AA405KA | Ball Valve | 20LCM10AA405 | PRODUCTION |  |  | Threaded | SA105
10LCM10AA406KA | Gate Valve | 10LCM10AA406 | PRODUCTION |  |  | SW800CL | SA105/SA216GR.WCB
20LCM10AA406KA | Gate Valve | 20LCM10AA406 | PRODUCTION |  |  | SW800CL | SA105/SA216GR.WCB
10LCM10AA407KA | Gate Valve | 10LCM10AA407 | PRODUCTION |  |  | SW800CL | SA105/SA216GR.WCB
20LCM10AA407KA | Gate Valve | 20LCM10AA407 | PRODUCTION |  |  | SW800CL | SA105/SA216GR.WCB
10LCM10AA408KA | Gate Valve | 10LCM10AA408 | PRODUCTION |  |  | SW800CL | SA105/SA216GR.WCB
20LCM10AA408KA | Gate Valve | 20LCM10AA408 | PRODUCTION |  |  | SW800CL | SA105/SA216GR.WCB
10LCM10AA410KA | Gate Valve | 10LCM10AA410 | PRODUCTION |  |  | SW800CL | SA105
20LCM10AA410KA | Gate Valve | 20LCM10AA410 | PRODUCTION |  |  | SW800CL | SA105
10LCM10AA501KA | Ball Valve | 10LCM10AA501 | PRODUCTION |  |  | SW800CL | SA105
20LCM10AA501KA | Ball Valve | 20LCM10AA501 | PRODUCTION |  |  | SW800CL | SA105
10LCM10AA502KA | Ball Valve | 10LCM10AA502 | PRODUCTION |  |  | SW800CL | SA105
20LCM10AA502KA | Ball Valve | 20LCM10AA502 | PRODUCTION |  |  | SW800CL | SA105
10LCM10AA503KA | Ball Valve | 10LCM10AA503 | PRODUCTION |  |  | SW800CL | SA105
20LCM10AA503KA | Ball Valve | 20LCM10AA503 | PRODUCTION |  |  | SW800CL | SA105
10LCM10AA504KA | Ball Valve | 10LCM10AA504 | PRODUCTION |  |  | SW800CL | SA105
20LCM10AA504KA | Ball Valve | 20LCM10AA504 | PRODUCTION |  |  | SW800CL | SA105
10LCM10AA505KA | Ball Valve | 10LCM10AA505 | PRODUCTION |  |  | SW800CL | SA105
20LCM10AA505KA | Ball Valve | 20LCM10AA505 | PRODUCTION |  |  | SW800CL | SA105
10LCM10AA506KA | Ball Valve | 10LCM10AA506 | PRODUCTION |  |  | SW800CL | SA105
20LCM10AA506KA | Ball Valve | 20LCM10AA506 | PRODUCTION |  |  | SW800CL | SA105
10LCM10AA507KA | Ball Valve | 10LCM10AA507 | PRODUCTION |  |  | SW800CL | SA105
20LCM10AA507KA | Ball Valve | 20LCM10AA507 | PRODUCTION |  |  | SW800CL | SA105
10LCM10AA508KA | Ball Valve | 10LCM10AA508 | PRODUCTION |  |  | SW800CL | SA105
20LCM10AA508KA | Ball Valve | 20LCM10AA508 | PRODUCTION |  |  | SW800CL | SA105
10LCM10AA509KA | Ejector System Drain Line | 10LCM10AA509 | PRODUCTION |  |  | SW800CL | SA105
10LCM10AT001KT | Steamtrap Ballfloat | 10LCM10AT001 | PRODUCTION |  |  | Flanged/welded | SA105
20LCM10AT001KT | Steamtrap Ballfloat | 20LCM10AT001 | PRODUCTION |  |  | Flanged/welded | SA105
10LCM30AA801KA | Ball Valve | 10LCM30AA801 | PRODUCTION |  |  | SW800 | SA105
20LCM30AA801KA | Ball Valve | 20LCM30AA801 | PRODUCTION |  |  | SW800 | SA105
10LCM30AA802KA | Ball Valve | 10LCM30AA802 | PRODUCTION |  |  | SW800 | SA105
20LCM30AA802KA | Ball Valve | 20LCM30AA802 | PRODUCTION |  |  | SW800 | SA105
10LCM30AA803KA | Ball Valve | 10LCM30AA803 | PRODUCTION |  |  | SW800 | SA105
20LCM30AA803KA | Ball Valve | 20LCM30AA803 | PRODUCTION |  |  | SW800 | SA105
10LCM30AA804KA | Ball Valve | 10LCM30AA804 | PRODUCTION |  |  | SW800 | SA105
20LCM30AA804KA | Ball Valve | 20LCM30AA804 | PRODUCTION |  |  | SW800 | SA105
10LCM30AA807KA | Globe valve | 10LCM30AA807 | PRODUCTION |  |  | SW800 | SA105
20LCM30AA807KA | Globe valve | 20LCM30AA807 | PRODUCTION |  |  | SW800 | SA105
10LCM30AA830KA | Ball Valve | 10LCM30AA830 | PRODUCTION |  |  | SW800 | SA105
20LCM30AA830KA | Ball Valve | 20LCM30AA830 | PRODUCTION |  |  | SW800 | SA105
10LCM30AT001KT | Steamtrap Ballfloat | 10LCM30AT001 | PRODUCTION |  |  | SW | SA105
20LCM30AT001KT | Steamtrap Ballfloat | 20LCM30AT001 | PRODUCTION |  |  | SW | SA105
10MAJ10AA004KA | Vapour To Holding Y Ejector Main | 10MAJ10AA004 | PRODUCTION |  |  | Flanged150CL | SA216GRWCB
20MAJ10AA004KA | Vapour To Holding Y Ejector Main | 20MAJ10AA004 | PRODUCTION |  |  | Flanged150CL | SA216GRWCB
10MAJ10AA005KA | Vapour To Holding Y Ejector Standby | 10MAJ10AA005 | PRODUCTION |  |  | Flanged150CL | SA216GRWCB
20MAJ10AA005KA | Vapour To Holding Y Ejector Standby | 20MAJ10AA005 | PRODUCTION |  |  | Flanged150CL | SA216GRWCB
10MAJ10AA006KA | Globe valve | 10MAJ10AA006 | PRODUCTION |  |  | Flanged150CL | SA105/SA216GRWCB
20MAJ10AA006KA | Globe valve | 20MAJ10AA006 | PRODUCTION |  |  | Flanged150CL | SA105/SA216GRWCB
10MAJ10AA007KA | Globe valve | 10MAJ10AA007 | PRODUCTION |  |  | Flanged150CL | SA105/SA216GRWCB
20MAJ10AA007KA | Globe valve | 20MAJ10AA007 | PRODUCTION |  |  | Flanged150CL | SA105/SA216GRWCB
10MAJ10AA008KA | Globe valve | 10MAJ10AA008 | PRODUCTION |  |  | Flanged150CL | SA216GRWCB
20MAJ10AA008KA | Globe valve | 20MAJ10AA008 | PRODUCTION |  |  | Flanged150CL | SA216GRWCB
10MAJ10AA009KA | Globe valve | 10MAJ10AA009 | PRODUCTION |  |  | Flanged150CL | SA216GRWCB
20MAJ10AA009KA | Globe valve | 20MAJ10AA009 | PRODUCTION |  |  | Flanged150CL | SA216GRWCB
10MAJ10AA010KA | Globe valve | 10MAJ10AA010 | PRODUCTION |  |  | Flanged150CL | SA105/SA216GRWCB
20MAJ10AA010KA | Globe valve | 20MAJ10AA010 | PRODUCTION |  |  | Flanged150CL | SA105/SA216GRWCB
10MAJ10AA011KA | Globe valve | 10MAJ10AA011 | PRODUCTION |  |  | Flanged150CL | SA105/SA216GRWCB
20MAJ10AA011KA | Globe valve | 20MAJ10AA011 | PRODUCTION |  |  | Flanged150CL | SA105/SA216GRWCB
10MAJ10AA012KA | Globe valve | 10MAJ10AA012 | PRODUCTION |  |  | Flanged150CL | SA216GRWCB
20MAJ10AA012KA | Vapour To Hogger Ejector | 20MAJ10AA012 | PRODUCTION |  |  | Flanged150CL | SA216GRWCB
10MAJ10AA050KA | Ball Valve | 10MAJ10AA050 | PRODUCTION |  |  | SW800CL | SA105
20MAJ10AA050KA | Ball Valve | 20MAJ10AA050 | PRODUCTION |  |  | SW800CL | SA105
10MAJ10AA101KA | Angle Valve, Ejector system | 10MAJ10AA101 | PRODUCTION |  |  | Flanged150x150CL | SA105/SA216GR.WCB
20MAJ10AA101KA | Angle relief Valve | 20MAJ10AA101 | PRODUCTION |  |  | Flanged150x150CL | SA105/SA216GR.WCB
10MAJ10AA102KA | Angle Valve (Ejector system) | 10MAJ10AA102 | PRODUCTION |  |  | Flanged150x150CL | SA105/SA216GR.WCB
20MAJ10AA102KA | Angle relief Valve | 20MAJ10AA102 | PRODUCTION |  |  | Flanged150x150CL | SA105/SA216GR.WCB
10MAJ10AA305KA | Ball Valve | 10MAJ10AA305 | PRODUCTION |  |  | Threaded | SS
20MAJ10AA305KA | Ball Valve | 20MAJ10AA305 | PRODUCTION |  |  | Threaded | SS
10MAJ10AA503KA | Gate Valve | 10MAJ10AA503 | PRODUCTION |  |  | SW800CL | SA105
20MAJ10AA503KA | Gate Valve | 20MAJ10AA503 | PRODUCTION |  |  | SW800CL | SA105
10MAJ10AA504KA | Gate Valve | 10MAJ10AA504 | PRODUCTION |  |  | SW800CL | SA105
20MAJ10AA504KA | Gate Valve | 20MAJ10AA504 | PRODUCTION |  |  | SW800CL | SA105
10MAJ10BN001MR | Ejector System, Main Holding Y-Ejector | 10MAJ10BN001 | PRODUCTION |  |  | Flanged150CL
20MAJ10BN001MR | Ejector System, Main Holding Y-Ejector | 20MAJ10BN001 | PRODUCTION |  |  | Flanged150CL
10MAJ10BN002MR | Ejector System, Stand by Holding Y-Ejector | 10MAJ10BN002 | PRODUCTION |  |  | Flanged150CL
20MAJ10BN002MR | Ejector System, Stand by Holding Y-Ejector | 20MAJ10BN002 | PRODUCTION |  |  | Flanged150CL
10MAJ10BN003MR | Ejector System, Main Holding Z-Ejector | 10MAJ10BN003 | PRODUCTION |  |  | Flanged150CL
20MAJ10BN003MR | Ejector System, Main Holding Z-Ejector | 20MAJ10BN003 | PRODUCTION |  |  | Flanged150CL
10MAJ10BN004MR | Ejector System, Stand by Holding Z-Ejector | 10MAJ10BN004 | PRODUCTION |  |  | Flanged150CL
20MAJ10BN004MR | Ejector System, Stand by Holding Z-Ejector | 20MAJ10BN004 | PRODUCTION |  |  | Flanged150CL
10MAJ10BS001MZ | Ejector System, Silencer | 10MAJ10BS001 | PRODUCTION |  |  | Flanged | IS2062
20MAJ10BS001MZ | Ejector System, Silencer | 20MAJ10BS001 | PRODUCTION |  |  | Flanged | IS2062
10MAJ10CP501QP | Pressure Gauge | 10MAJ10CP501 | PRODUCTION |  |  | Threaded | 6" DIAL
20MAJ10CP501QP | Pressure Gauge | 20MAJ10CP501 | PRODUCTION |  |  | Threaded | 6" DIAL
10MAJ10CP506QP | Pressure Gauge | 10MAJ10CP506 | PRODUCTION |  |  | Threaded | 6" DIAL
20MAJ10CP506QP | Pressure Gauge | 20MAJ10CP506 | PRODUCTION |  |  | Threaded | 6" DIAL
10MAJ10CT501QP | Temperature gauge | 10MAJ10CT501 | PRODUCTION |  |  | Flanged | 6" DIAL
20MAJ10CT501QP | Temperature gauge | 20MAJ10CT501 | PRODUCTION |  |  | Flanged | 6" DIAL
10MAJ30BN001MR | Air removal system, Hogger ejector | 10MAJ30BN001 | PRODUCTION |  |  | flanged150CL
20MAJ30BN001MR | Air removal system, Hogger ejector | 20MAJ30BN001 | PRODUCTION |  |  | flanged150CL
10MAM10AA802KA | Drain Valve | 10MAM10AA802 | PRODUCTION |  |  | SW800
10MAM10AA803KA | Globe valve | 10MAM10AA803 | PRODUCTION |  |  | SW800
20MAM10AA803KA | Globe valve | 20MAM10AA803 | PRODUCTION |  |  | SW800
10MAM10AA804KA | Globe valve | 10MAM10AA804 | PRODUCTION |  |  | SW800
20MAM10AA804KA | Globe valve | 20MAM10AA804 | PRODUCTION |  |  | SW800
10MAM10AA805KA | Globe valve | 10MAM10AA805 | PRODUCTION |  |  | SW800
20MAM10AA805KA | Globe valve | 20MAM10AA805 | PRODUCTION |  |  | SW800
10MAM10AA806KA | Drain Valve | 10MAM10AA806 | PRODUCTION |  |  | SW800
20MAM10AA806KA | Drain Valve | 20MAM10AA806 | PRODUCTION |  |  | SW800
10MAM10AA811KA | Damper | 10MAM10AA811 | PRODUCTION |  |  | WAFER150 | SA216
20MAM10AA811KA | Damper | 20MAM10AA811 | PRODUCTION |  |  | WAFER150 | SA216
10MAM10AA812KA | Damper | 10MAM10AA812 | PRODUCTION |  |  | WAFER150 | SA216
20MAM10AA812KA | Damper | 20MAM10AA812 | PRODUCTION |  |  | WAFER150 | SA216
10MAM10AA815KA | Check Valve | 10MAM10AA815 | PRODUCTION |  |  | WAFER150 | SA216
20MAM10AA815KA | Check Valve | 20MAM10AA815 | PRODUCTION |  |  | WAFER150 | SA216
10MAM10AA816KA | Check Valve | 10MAM10AA816 | PRODUCTION |  |  | WAFER150 | SA216
20MAM10AA816KA | Check Valve | 20MAM10AA816 | PRODUCTION |  |  | WAFER150 | SA216
10MAM10AA817KA | Globe valve | 10MAM10AA817 | PRODUCTION |  |  | SW800 | SA105
20MAM10AA817KA | Globe valve | 20MAM10AA817 | PRODUCTION |  |  | SW800 | SA105
10MAM10AA818KA | Globe valve | 10MAM10AA818 | PRODUCTION |  |  | SW800 | SA105
20MAM10AA818KA | Globe valve | 20MAM10AA818 | PRODUCTION |  |  | SW800 | SA105
10MAM10AN005KN | Gland Steam Blower-2 | 10MAM10AN005 | PRODUCTION |  |  | Flanged150 | SA106
20MAM10AN005KN | Gland Steam Blower-2 | 20MAM10AN005 | PRODUCTION |  |  | Flanged150 | SA106
10MAM10AN010KN | Gland Steam Blower-1 | 10MAM10AN010 | PRODUCTION |  |  | Flanged150 | SA106
20MAM10AN010KN | Gland Steam Blower-1 | 20MAM10AN010 | PRODUCTION |  |  | Flanged150 | SA106
10MAM10CP501QP | Pressure Gauge | 10MAM10CP501 | PRODUCTION |  |  | SCREWED
20MAM10CP501QP | Pressure Gauge | 20MAM10CP501 | PRODUCTION |  |  | SCREWED
10MAM34AA108KA | Globe valve | 10MAM34AA108 | PRODUCTION |  |  | SW800 | SA105
20MAM34AA108KA | Globe valve | 20MAM34AA108 | PRODUCTION |  |  | SW800 | SA105
10MAM34AA110KA | Globe valve | 10MAM34AA110 | PRODUCTION |  |  | SW800 | SA105
20MAM34AA110KA | Globe valve | 20MAM34AA110 | PRODUCTION |  |  | SW800 | SA105
10LAD10AC001KC | HP Heater | 10LAD10AC001 | PRODUCTION |  | VO-17-11659/ GA-LP | VO-17-11659 -Job No
20LAD10AC001KC | HP Heater | 20LAD10AC001 | PRODUCTION |  | VO-17-11659/ GA-LP | VO-17-11659 -Job No
10LCC10AC001KC | LP Heater | 10LCC10AC001 | PRODUCTION |  | VO-17-11659/ GA-LP | VO-17-11659 - Job No
20LCC10AC001KC | LP Heater | 20LCC10AC001 | PRODUCTION |  | VO-17-11659/ GA-LP | VO-17-11659 - Job No
10MAJ10AC001KC | Steam Jet Air Ejector | 10MAJ10AC001 | PRODUCTION |  | VC-17-11659 B-GA | VO-17-11659 - B - Job No
20MAJ10AC001KC | Steam Jet Air Ejector | 20MAJ10AC001 | PRODUCTION |  | VC-17-11659 B-GA | VO-17-11659 - B - Job No
10MAM10AC001KC | Gland Steam Condenser | 10MAM10AC001 | PRODUCTION |  | VO-17-11659-C-GA | Flanged150 | SA106GRB
20MAM10AC001KC | Gland Steam Condenser | 20MAM10AC001 | PRODUCTION |  | VO-17-11659-C-GA | Flanged150 | SA106GRB
10HFB11BR151MR | Fuel feeding chute 1 | 10HFB11BR151 | PRODUCTION |  |  | Andritz design
20HFB11BR151MR | Fuel feeding chute 1 | 20HFB11BR151 | PRODUCTION |  |  | Andritz design
10HFB12BR151MR | Fuel feeding chute 2 | 10HFB12BR151 | PRODUCTION |  |  | Andritz design
20HFB12BR151MR | Fuel feeding chute 2 | 20HFB12BR151 | PRODUCTION |  |  | Andritz design
10HFB21BR151MR | Fuel feeding chute 3 | 10HFB21BR151 | PRODUCTION |  |  | Andritz design
20HFB21BR151MR | Fuel feeding chute 3 | 20HFB21BR151 | PRODUCTION |  |  | Andritz design
10HFB22BR151MR | Fuel feeding chute 4 | 10HFB22BR151 | PRODUCTION |  |  | Andritz design
20HFB22BR151MR | Fuel feeding chute 4 | 20HFB22BR151 | PRODUCTION |  |  | Andritz design
10HLA51AA011KA | Damper | 10HLA51AA011 | PRODUCTION |  |  | Andritz PB
20HLA51AA011KA | Damper | 20HLA51AA011 | PRODUCTION |  |  | Andritz PB
10HLA51AA012KA | Damper | 10HLA51AA012 | PRODUCTION |  |  | Andritz PB
20HLA51AA012KA | Damper | 20HLA51AA012 | PRODUCTION |  |  | Andritz PB
10HLA51AA013KA | Damper | 10HLA51AA013 | PRODUCTION |  |  | Andritz PB
20HLA51AA013KA | Damper | 20HLA51AA013 | PRODUCTION |  |  | Andritz PB
10HLA51AA014KA | Damper | 10HLA51AA014 | PRODUCTION |  |  | Andritz PB
20HLA51AA014KA | Damper | 20HLA51AA014 | PRODUCTION |  |  | Andritz PB
10HLA52AA011KA | Damper | 10HLA52AA011 | PRODUCTION |  |  | Andritz PB
20HLA52AA011KA | Damper | 20HLA52AA011 | PRODUCTION |  |  | Andritz PB
10HLA52AA012KA | Damper | 10HLA52AA012 | PRODUCTION |  |  | Andritz PB
20HLA52AA012KA | Damper | 20HLA52AA012 | PRODUCTION |  |  | Andritz PB
10HLA52AA013KA | Damper | 10HLA52AA013 | PRODUCTION |  |  | Andritz PB
20HLA52AA013KA | Damper | 20HLA52AA013 | PRODUCTION |  |  | Andritz PB
10HLA52AA014KA | Damper | 10HLA52AA014 | PRODUCTION |  |  | Andritz PB
20HLA52AA014KA | Damper | 20HLA52AA014 | PRODUCTION |  |  | Andritz PB
10HLA71AA012KA | Damper | 10HLA71AA012 | PRODUCTION |  |  | Andritz PB
20HLA71AA012KA | Damper | 20HLA71AA012 | PRODUCTION |  |  | Andritz PB
10HLA71AA014KA | Damper | 10HLA71AA014 | PRODUCTION |  |  | Andritz PB
20HLA71AA014KA | Damper | 20HLA71AA014 | PRODUCTION |  |  | Andritz PB
10HLA72AA012KA | Damper | 10HLA72AA012 | PRODUCTION |  |  | Andritz PB
20HLA72AA012KA | Damper | 20HLA72AA012 | PRODUCTION |  |  | Andritz PB
10HLA72AA014KA | Damper | 10HLA72AA014 | PRODUCTION |  |  | Andritz PB
20HLA72AA014KA | Damper | 20HLA72AA014 | PRODUCTION |  |  | Andritz PB
10HLA51AA251QN | Actuator, Control damper | 10HLA51AA251 | PRODUCTION |  | B1JAU16/55-Z-ND9106HNT/I56-K1 | B1JAU16/55-Z-ND9106HNT/I56-K1 | Grey cast iron
20HLA51AA251QN | Actuator, Control damper | 20HLA51AA251 | PRODUCTION |  |  | B1JAU16/55-Z-ND9106HNT/I56-K1 | Grey cast iron
10HLA52AA251QN | Actuator, Control damper | 10HLA52AA251 | PRODUCTION |  | B1JAU16/55-Z-ND9106HNT/I56-K1 | B1JAU16/55-Z-ND9106HNT/I56-K1 | Grey cast iron
20HLA52AA251QN | Actuator, Control damper | 20HLA52AA251 | PRODUCTION |  |  | B1JAU16/55-Z-ND9106HNT/I56-K1 | Grey cast iron
10HLA71AA251QN | Actuator, Control damper | 10HLA71AA251 | PRODUCTION |  | B1JAU12/55-Z-ND9106HNT/I56-K1 | B1JAU12/55-Z-ND9106HNT/I56-K1 | Grey cast iron
20HLA71AA251QN | Actuator, Control damper | 20HLA71AA251 | PRODUCTION |  |  | B1JAU12/55-Z-ND9106HNT/I56-K1 | Grey cast iron
10HLA72AA251QN | Actuator, Control damper | 10HLA72AA251 | PRODUCTION |  | B1JAU12/55-Z-ND9106HNT/I56-K1 | B1JAU12/55-Z-ND9106HNT/I56-K1 | Grey cast iron
20HLA72AA251QN | Actuator, Control damper | 20HLA72AA251 | PRODUCTION |  |  | B1JAU12/55-Z-ND9106HNT/I56-K1 | Grey cast iron
10HNA40AA101QN | Pneumatic actuator | 10HNA40AA101 | PRODUCTION |  |  | B1JAU25/95-Z-ND9106HNT/I56-K1 | Grey cast iron
20HNA40AA101QN | Pneumatic actuator | 20HNA40AA101 | PRODUCTION |  |  | B1JAU25/95-Z-ND9106HNT/I56-K1 | Grey cast iron
10HNF10AA251QN | Actuator, Control damper | 10HNF10AA251 | PRODUCTION |  | B1JU16/55-Z-ND9106HNT/I56-K1 | B1JU16/55-Z-ND9106HNT/I56-K1 | Grey cast iron
20HNF10AA251QN | Actuator, Control damper | 20HNF10AA251 | PRODUCTION |  |  | B1JU16/55-Z-ND9106HNT/I56-K1 | Grey cast iron
10HNF20AA201QN | Actuator, 5/2-Way Solenoid Valve | 10HNF20AA201 | PRODUCTION |  | B1JU16/55-Z-QN35A05HDM-SV-K1 | B1JU16/55-Z-QN35A05HDM-SV-K1 | Grey cast iron
20HNF20AA201QN | Actuator, 5/2-Way Solenoid Valve | 20HNF20AA201 | PRODUCTION |  |  | B1JU16/55-Z-QN35A05HDM-SV-K1 | Grey cast iron
10HNF21AA251QN | Actuator, Control damper | 10HNF21AA251 | PRODUCTION |  | B1JU12/55-Z-ND9106HNT/I56-K1 | B1JU12/55-Z-ND9106HNT/I56-K1 | Grey cast iron
20HNF21AA251QN | Actuator, Control damper | 20HNF21AA251 | PRODUCTION |  |  | B1JU12/55-Z-ND9106HNT/I56-K1 | Grey cast iron
10HNF22AA251QN | Actuator, Control damper | 10HNF22AA251 | PRODUCTION |  | B1JU8/35-Z-ND9102HNT/I56-K1 | B1JU8/35-Z-ND9102HNT/I56-K1 | Grey cast iron
20HNF22AA251QN | Actuator, Control damper | 20HNF22AA251 | PRODUCTION |  |  | B1JU8/35-Z-ND9102HNT/I56-K1 | Grey cast iron
00HTQ31AP001-M01 | Booster pump-1 - Motor | 00HTQ31AP001 | PRODUCTION |  | DIPL:CPV01-1M10-1356-1371 | MG160LB2-H3 | Carbon steel
00HTQ41AP001-M01 | Booster pump-2 - Motor | 00HTQ41AP001 | PRODUCTION |  | DIPL:CPV01-1M10-1356-1371 | MG160LB2-H3 | Carbon steel
10HFB11CG001-F01 | Limit switch | 10HFB11CG001 | PRODUCTION |  |  | CP-2UKN-A
20HFB11CG001-F01 | Limit switch | 20HFB11CG001 | PRODUCTION |  |  | CP-2UKN-A
10HFB12CG001-F01 | Limit switch | 10HFB12CG001 | PRODUCTION |  |  | CP-2UKN-A
20HFB12CG001-F01 | Limit switch | 20HFB12CG001 | PRODUCTION |  |  | CP-2UKN-A
10HFB21CG001-F01 | Limit switch | 10HFB21CG001 | PRODUCTION |  |  | CP-2UKN-A
20HFB21CG001-F01 | Limit switch | 20HFB21CG001 | PRODUCTION |  |  | CP-2UKN-A
10HFB22CG001-F01 | Limit switch | 10HFB22CG001 | PRODUCTION |  |  | CP-2UKN-A
20HFB22CG001-F01 | Limit switch | 20HFB22CG001 | PRODUCTION |  |  | CP-2UKN-A
00GHB11CF001-U01 | Flow Transmitter- DP type | 00GHB11CF001 | PRODUCTION |  |  | 7MF4433-1EA02-2AC6-Z A01+Y01+Y15+C11
00GHB11CF601QB | Flow Element- Orifice type | 00GHB11CF601 | PRODUCTION |  |  | Flow Element- Orifice type
10GHC03CF001-U01 | Flow Transmitter- DP type | 10GHC03CF001 | PRODUCTION |  |  | 7MF4433-1EA02-2AC6-Z A01+Y01+Y15+C11
20GHC03CF001-U01 | Flow Transmitter- DP type | 20GHC03CF001 | PRODUCTION |  |  | 7MF4433-1EA02-2AC6-Z A01+Y01+Y15+C11
10GHC03CF601QB | Flow Element- Orifice type | 10GHC03CF601 | PRODUCTION |  |  | Flow Element- Orifice type
20GHC03CF601QB | Flow Element- Orifice type | 20GHC03CF601 | PRODUCTION |  |  | Flow Element- Orifice type
10GHC13CF001-U01 | Flow transmitter | 10GHC13CF001 | PRODUCTION |  |  | 7MF4433-1EA02-2AC6-Z A01+Y01+Y15+C11
20GHC13CF001-U01 | Flow transmitter | 20GHC13CF001 | PRODUCTION |  |  | 7MF4433-1EA02-2AC6-Z A01+Y01+Y15+C11
10GHC13CF601-U01 | Flow transmitter | 10GHC13CF601 | PRODUCTION |  |  | Flow Element- Orifice type
20GHC13CF601-U01 | Flow transmitter | 20GHC13CF601 | PRODUCTION |  |  | Flow Element- Orifice type
10PAD04CF001-U01 | Averaging pitot tube | 10PAD04CF001 | PRODUCTION |  |  | 7MF4433-1EA02-2AC6-Z A01+Y01+Y15+C12
20PAD04CF001-U01 | Averaging pitot tube | 20PAD04CF001 | PRODUCTION |  |  | 7MF4433-1EA02-2AC6-Z A01+Y01+Y15+C12
00PAD08CF001-U01 | Flow Transmitter- DP type | 00PAD08CF001 | PRODUCTION |  |  | 7MF4433-1EA02-2AC6-Z A01+Y01+Y15+C11
00PCB02CF001-U01 | Flow Transmitter- DP type | 00PCB02CF001 | PRODUCTION |  |  | 7MF4433-1EA02-2AC6-Z A01+Y01+Y15+C11
00PCB02CF601QB | Flow Element- Nozzle | 00PCB02CF601 | PRODUCTION |  |  | Flow Element- Nozzle
00GHC10BP601MR | Restricted Orifice Plates | 00GHC10BP601 | PRODUCTION |  |  | ASME B31.3 | ASTM A182 F304
00GHC11BP601MR | Restricted Orifice Plates | 00GHC11BP601 | PRODUCTION |  |  | ASME B31.3 | ASTM A182 F304
00GHC12BP601MR | Restricted Orifice Plates | 00GHC12BP601 | PRODUCTION |  |  | ASME B31.3 | ASTM A182 F304
10HHK10CL103-F01 | Level Switch | 10HHK10CL103 | PRODUCTION |  |  | DF21-A1-C5-G3E-S27CV, 24VDC
20HHK10CL103-F01 | Level switch | 20HHK10CL103 | PRODUCTION |  |  | DF21-A1-C5-G3E-S27CV, 24VDC
10GAC31AA251KA | Blow-down tank drain temperature control - Valve opening | 10GAC31AA251 | PRODUCTION |  |  | 8784EF-0003-0A/791390-0220/37-D30DHN2-U21NWA-U5T0NN/79-SMC-A
10GAC31AA251QN | Actuator, Control Valve | 10GAC31AA251 | PRODUCTION |  |  | 8784EF-0003-0A/791390-0220/37-D30DHN2-U21NWA-U5T0NN/79-SMC-A
10GAC31AA251-Y01 | Control Valve | 10GAC31AA251 | PRODUCTION |  |  | 8784EF-0003-0A/791390-0220/37-D30DHN2-U21NWA-U5T0NN/79-SMC-A
20GAC31AA251KA | Blow-down tank drain temperature control - Valve opening | 20GAC31AA251 | PRODUCTION |  |  | 8784EF-0003-0A/791390-0220/37-D30DHN2-U21NWA-U5T0NN/79-SMC-A
20GAC31AA251QN | Actuator, Control Valve | 20GAC31AA251 | PRODUCTION |  |  | 8784EF-0003-0A/791390-0220/37-D30DHN2-U21NWA-U5T0NN/79-SMC-A
20GAC31AA251-Y01 | Control Valve | 20GAC31AA251 | PRODUCTION |  |  | 8784EF-0003-0A/791390-0220/37-D30DHN2-U21NWA-U5T0NN/79-SMC-A
10GAC41AA101KA | Ball Valve | 10GAC41AA101 | PRODUCTION |  |  | 8784EF-1T20-0A/791392-0220
20GAC41AA101KA | Ball Valve | 20GAC41AA101 | PRODUCTION |  |  | 8784EF-1T20-0A/791392-0220
10GAC41AA201KA | Water to I.M tank on/off valve | 10GAC41AA201 | PRODUCTION |  |  | 8784EF-1T20-0A/791392-0220
10GAC41AA201QN | Actuator, 5/2-Way Valve | 10GAC41AA201 | PRODUCTION
10GAC41AA201-Y | 5/2-Way Valve | 10GAC41AA201 | PRODUCTION |  |  | 8784EF-1T20-0A/791392-0220
20GAC41AA201KA | Water to I.M tank on/off valve | 20GAC41AA201 | PRODUCTION |  |  | 8784EF-1T20-0A/791392-0220
20GAC41AA201QN | Actuator, 5/2-Way Valve | 20GAC41AA201 | PRODUCTION
20GAC41AA201-Y | 5/2-Way Valve | 20GAC41AA201 | PRODUCTION |  |  | 8784EF-1T20-0A/791392-0220
10HAN91AA251QN | Actuator, Control Valve | 10HAN91AA251 | PRODUCTION |  |  | 8784EF-1T15-0A/791390-0220/37-D30DHN2-U21NWA-U5T0NN/79-SMC-A
10HAN91AA251-Y01 | Control Valve | 10HAN91AA251 | PRODUCTION |  |  | 8784EF-1T15-0A/791390-0220/37-D30DHN2-U21NWA-U5T0NN/79-SMC-A
20HAN91AA251QN | Actuator, Control Valve | 20HAN91AA251 | PRODUCTION |  |  | 8784EF-1T15-0A/791390-0220/37-D30DHN2-U21NWA-U5T0NN/79-SMC-A
20HAN91AA251-Y01 | Control Valve | 20HAN91AA251 | PRODUCTION |  |  | 8784EF-1T15-0A/791390-0220/37-D30DHN2-U21NWA-U5T0NN/79-SMC-A
10LBG30AA251KA | Overfire air temperature control Valve - Valve opening | 10LBG30AA251 | PRODUCTION |  |  | 8784EF-0004- 0A/791292- 1220/37- D30DHN2- U21NWA- U5T0NN/79-
10LBG30AA251QN | Actuator, Control Valve | 10LBG30AA251 | PRODUCTION |  |  | 8784EF-0004-0A/791292-1220/37-D30DHN2-U21NWA-U5T0NN/79-SMC-A
10LBG30AA251-Y01 | Control Valve | 10LBG30AA251 | PRODUCTION |  |  | 8784EF-0004-0A/791292-1220/37-D30DHN2-U21NWA-U5T0NN/79-SMC-A
20LBG30AA251KA | Overfire air temperature control Valve - Valve opening | 20LBG30AA251 | PRODUCTION |  |  | 8784EF-0004- 0A/791292- 1220/37- D30DHN2- U21NWA- U5T0NN/79-
20LBG30AA251QN | Actuator, Control Valve | 20LBG30AA251 | PRODUCTION |  |  | 8784EF-0004-0A/791292-1220/37-D30DHN2-U21NWA-U5T0NN/79-SMC-A
20LBG30AA251-Y01 | Control Valve | 20LBG30AA251 | PRODUCTION |  |  | 8784EF-0004-0A/791292-1220/37-D30DHN2-U21NWA-U5T0NN/79-SMC-A
00QM01AC003-M01 | STG Air Washer System Motor-3 | 00QM01AC001 | PRODUCTION
10LBG40AA251KA | LP steam to Primary air SCAPH temperature Control - Valve opening | 10LBG40AA251 | PRODUCTION |  |  | 8784EF-0003- 0A/791292- 1220/37- D30DHN2- U21NWA- U5T0NN/79-
10LBG40AA251QN | Actuator, Control Valve | 10LBG40AA251 | PRODUCTION |  |  | 8784EF-0003-0A/791292-1220/37-D30DHN2-U21NWA-U5T0NN/79-SMC-A
10LBG40AA251-Y01 | Control Valve | 10LBG40AA251 | PRODUCTION |  |  | 8784EF-0003-0A/791292-1220/37-D30DHN2-U21NWA-U5T0NN/79-SMC-A
20LBG40AA251KA | LP steam to Primary air SCAPH temperature Control - Valve opening | 20LBG40AA251 | PRODUCTION |  |  | 8784EF-0003- 0A/791292- 1220/37- D30DHN2- U21NWA- U5T0NN/79-
20LBG40AA251QN | Actuator, Control Valve | 20LBG40AA251 | PRODUCTION |  |  | 8784EF-0003-0A/791292-1220/37-D30DHN2-U21NWA-U5T0NN/79-SMC-A
20LBG40AA251-Y01 | Control Valve | 20LBG40AA251 | PRODUCTION |  |  | 8784EF-0003-0A/791292-1220/37-D30DHN2-U21NWA-U5T0NN/79-SMC-A
10LCN30AA251KA | Condensate tank level Control Valve - Valve opening | 10LCN30AA251 | PRODUCTION |  |  | 8787EF-01.5-0A/791390-0220/37- D30DHN2- U21NWA- U5T0NN/79-
10LCN30AA251QN | Actuator, Control Valve | 10LCN30AA251 | PRODUCTION |  |  | 8787EF-01.5-0A/791390-0220/37-D30DHN2-U21NWA-U5T0NN/79-SMC-A
10LCN30AA251-Y01 | Control Valve | 10LCN30AA251 | PRODUCTION |  |  | 8787EF-01.5-0A/791390-0220/37-D30DHN2-U21NWA-U5T0NN/79-SMC-A
20LCN30AA251KA | Condensate tank level Control Valve - Valve opening | 20LCN30AA251 | PRODUCTION |  |  | 8787EF-01.5-0A/791390-0220/37- D30DHN2- U21NWA- U5T0NN/79-
20LCN30AA251QN | Actuator, Control Valve | 20LCN30AA251 | PRODUCTION |  |  | 8787EF-01.5-0A/791390-0220/37-D30DHN2-U21NWA-U5T0NN/79-SMC-A
20LCN30AA251-Y01 | Control Valve | 20LCN30AA251 | PRODUCTION |  |  | 8787EF-01.5-0A/791390-0220/37-D30DHN2-U21NWA-U5T0NN/79-SMC-A
10LCN32AA201KA | Condensate to blow-down tank valve | 10LCN32AA201 | PRODUCTION |  |  | 8787EF-01.5- 0A/791392- 0220/79- ASCO- SC8551A001 MS24VDC/79
20LCN32AA201KA | Condensate to blow-down tank valve | 20LCN32AA201 | PRODUCTION |  |  | 8787EF-01.5- 0A/791392- 0220/79- ASCO- SC8551A001 MS24VDC/79
10PGA38AA251KA | 2nd and 3rd pass ash screw cooling water | 10PGA38AA251 | PRODUCTION |  |  | 8784EF-1T20- 0A/791394- 0220/37- D30DHN2- U21NWA- U5T0NN/79-
10PGA38AA251QN | Actuator, Control Valve | 10PGA38AA251 | PRODUCTION |  |  | 8784EF-1T20-0A/791394-0220/37-D30DHN2-U21NWA-U5T0NN/79-SMC-A
10PGA38AA251-Y01 | Control Valve | 10PGA38AA251 | PRODUCTION |  |  | 8784EF-1T20-0A/791394-0220/37-D30DHN2-U21NWA-U5T0NN/79-SMC-A
20PGA38AA251QN | Actuator, Control Valve | 20PGA38AA251 | PRODUCTION |  |  | 8784EF-1T20-0A/791394-0220/37-D30DHN2-U21NWA-U5T0NN/79-SMC-A
20PGA38AA251KA | 2nd and 3rd pass ash screw cooling water | 20PGA38AA251 | PRODUCTION |  |  | 8784EF-1T20- 0A/791394- 0220/37- D30DHN2- U21NWA- U5T0NN/79-
20PGA38AA251-Y01 | Control Valve | 20PGA38AA251 | PRODUCTION |  |  | 8784EF-1T20-0A/791394-0220/37-D30DHN2-U21NWA-U5T0NN/79-SMC-A
10PGA61AA251KA | Cooling Water after bottom ash screw 2 - Valve opening | 10PGA61AA251 | PRODUCTION |  |  | 8784EF-01.5- 0A/791394- 0220/37- D30DHN2- U21NWA- U5T0NN/79-
10PGA61AA251QN | Actuator, Control Valve | 10PGA61AA251 | PRODUCTION |  |  | 8784EF-01.5-0A/791394-0220/37-D30DHN2-U21NWA-U5T0NN/79-SMC-A
10PGA61AA251-Y01 | Control Valve | 10PGA61AA251 | PRODUCTION |  |  | 8784EF-01.5-0A/791394-0220/37-D30DHN2-U21NWA-U5T0NN/79-SMC-A
20PGA61AA251KA | Cooling Water after bottom ash screw 2 - Valve opening | 20PGA61AA251 | PRODUCTION |  |  | 8784EF-01.5- 0A/791394- 0220/37- D30DHN2- U21NWA- U5T0NN/79-
20PGA61AA251QN | Actuator, Control Valve | 20PGA61AA251 | PRODUCTION |  |  | 8784EF-01.5-0A/791394-0220/37-D30DHN2-U21NWA-U5T0NN/79-SMC-A
20PGA61AA251-Y01 | Control Valve | 20PGA61AA251 | PRODUCTION |  |  | 8784EF-01.5-0A/791394-0220/37-D30DHN2-U21NWA-U5T0NN/79-SMC-A
10PGA62AA251KA | Cooling Water after bottom ash screw 1 - Valve opening | 10PGA62AA251 | PRODUCTION |  |  | 8784EF-01.5- 0A/791394- 0220/37- D30DHN2- U21NWA- U5T0NN/79-
10PGA62AA251QN | Actuator, Control Valve | 10PGA62AA251 | PRODUCTION |  |  | 8784EF-01.5-0A/791394-0220/37-D30DHN2-U21NWA-U5T0NN/79-SMC-A
10PGA62AA251-Y01 | Control Valve | 10PGA62AA251 | PRODUCTION |  |  | 8784EF-01.5-0A/791394-0220/37-D30DHN2-U21NWA-U5T0NN/79-SMC-A
20PGA62AA251KA | Cooling Water after bottom ash screw 1 - Valve opening | 20PGA62AA251 | PRODUCTION |  |  | 8784EF-01.5- 0A/791394- 0220/37- D30DHN2- U21NWA- U5T0NN/79-
20PGA62AA251QN | Actuator, Control Valve | 20PGA62AA251 | PRODUCTION |  |  | 8784EF-01.5-0A/791394-0220/37-D30DHN2-U21NWA-U5T0NN/79-SMC-A
20PGA62AA251-Y01 | Control Valve | 20PGA62AA251 | PRODUCTION |  |  | 8784EF-01.5-0A/791394-0220/37-D30DHN2-U21NWA-U5T0NN/79-SMC-A
00SGA01GH001-A01 | Fire Pump Controllers | 00SGA01GH001 | PRODUCTION |  |  | NFY-SDM1 / NFY-DM1 / NFY-JD01
00SGA02AA001KA | Single Head Fire Hydrant - Ss 304 3" Flange Inlet W/ Cap And Chain | 00SGA02AA001 | PRODUCTION |  |  | NDR 099 | SS 304
00SGA02AA002KA | 4" (100Nb) Water Monitor With Nozzle, | 00SGA02AA002 | PRODUCTION |  |  | CBM-300/MSN 2000
00SGA02AA003KA | Single Head Fire Hydrant - Ss 304 3" Flange Inlet W/ Cap And Chain | 00SGA02AA003 | PRODUCTION |  |  | NDR 099 | SS 304
00SGA02AA004KA | Single Head Fire Hydrant - Ss 304 3" Flange Inlet W/ Cap And Chain | 00SGA02AA004 | PRODUCTION |  |  | NDR 099 | SS 304
00SGA02AA005KA | Single Head Fire Hydrant - Ss 304 3" Flange Inlet W/ Cap And Chain | 00SGA02AA005 | PRODUCTION |  |  | NDR 099 | SS 304
00SGA02AA006KA | Single Head Fire Hydrant - Ss 304 3" Flange Inlet W/ Cap And Chain | 00SGA02AA006 | PRODUCTION |  |  | NDR 099 | SS 304
00SGA02AA007KA | Single Head Fire Hydrant - Ss 304 3" Flange Inlet W/ Cap And Chain | 00SGA02AA007 | PRODUCTION |  |  | NDR 099 | SS 304
00SGA02AA008KA | Single Head Fire Hydrant - Ss 304 3" Flange Inlet W/ Cap And Chain | 00SGA02AA008 | PRODUCTION |  |  | NDR 099 | SS 304
00SGA02AA009KA | Single Head Fire Hydrant - Ss 304 3" Flange Inlet W/ Cap And Chain | 00SGA02AA009 | PRODUCTION |  |  | NDR 099 | SS 304
00SGA02AA010KA | Single Head Fire Hydrant - Ss 304 3" Flange Inlet W/ Cap And Chain | 00SGA02AA010 | PRODUCTION |  |  | NDR 099 | SS 304
00SGA02AA011KA | Single Head Fire Hydrant - Ss 304 3" Flange Inlet W/ Cap And Chain | 00SGA02AA011 | PRODUCTION |  |  | NDR 099 | SS 304
00SGA02AA012KA | Single Head Fire Hydrant - Ss 304 3" Flange Inlet W/ Cap And Chain | 00SGA02AA012 | PRODUCTION |  |  | NDR 099 | SS 304
00SGA02AA013KA | 4" (100Nb) Water Monitor With Nozzle, | 00SGA02AA013 | PRODUCTION |  |  | CBM-300/MSN 2000
00SGA02AA014KA | 4" (100Nb) Water Monitor With Nozzle, | 00SGA02AA014 | PRODUCTION |  |  | CBM-300/MSN 2000
00SGA02AA015KA | Single Head Fire Hydrant - Ss 304 3" Flange Inlet W/ Cap And Chain | 00SGA02AA015 | PRODUCTION |  |  | NDR 099 | SS 304
00SGA02AA016KA | Single Head Fire Hydrant - Ss 304 3" Flange Inlet W/ Cap And Chain | 00SGA02AA016 | PRODUCTION |  |  | NDR 099 | SS 304
00SGA02AA017KA | Single Head Fire Hydrant - Ss 304 3" Flange Inlet W/ Cap And Chain | 00SGA02AA017 | PRODUCTION |  |  | NDR 099 | SS 304
00SGA02AA018KA | Single Head Fire Hydrant - Ss 304 3" Flange Inlet W/ Cap And Chain | 00SGA02AA018 | PRODUCTION |  |  | NDR 099 | SS 304
00SGA02AA019KA | Single Head Fire Hydrant - Ss 304 3" Flange Inlet W/ Cap And Chain | 00SGA02AA019 | PRODUCTION |  |  | NDR 099 | SS 304
00SGA02AA020KA | Single Head Fire Hydrant - Ss 304 3" Flange Inlet W/ Cap And Chain | 00SGA02AA020 | PRODUCTION |  |  | NDR 099 | SS 304
00SGA02AA021KA | Single Head Fire Hydrant - Ss 304 3" Flange Inlet W/ Cap And Chain | 00SGA02AA021 | PRODUCTION |  |  | NDR 099
00SGA02AA022KA | Single Head Fire Hydrant - Ss 304 3" Flange Inlet W/ Cap And Chain | 00SGA02AA022 | PRODUCTION |  |  | NDR 099
00SGA02AA023KA | Single Head Fire Hydrant - Ss 304 3" Flange Inlet W/ Cap And Chain | 00SGA02AA023 | PRODUCTION |  |  | NDR 099 | SS 304
00SGA02AA024KA | Single Head Fire Hydrant - Ss 304 3" Flange Inlet W/ Cap And Chain | 00SGA02AA024 | PRODUCTION |  |  | NDR 099 | SS 304
00SGA02AA025KA | Single Head Fire Hydrant - Ss 304 3" Flange Inlet W/ Cap And Chain | 00SGA02AA025 | PRODUCTION |  |  | NDR 099 | SS 304
00SGA02AA026KA | Single Head Fire Hydrant - Ss 304 3" Flange Inlet W/ Cap And Chain | 00SGA02AA026 | PRODUCTION |  |  | NDR 099 | SS 304
00SGA02AA027KA | Single Head Fire Hydrant - Ss 304 3" Flange Inlet W/ Cap And Chain | 00SGA02AA027 | PRODUCTION |  |  | NDR 099 | SS 304
00SGA02AA028KA | 4" (100Nb) Water Monitor With Nozzle, | 00SGA02AA028 | PRODUCTION |  |  | CBM-300/MSN 2000
00SGA02AA029KA | 4" (100Nb) Water Monitor With Nozzle, | 00SGA02AA029 | PRODUCTION |  |  | CBM-300/MSN 2000
00SGA03AA107KA | Breeching Inlet 2 Way (*) | 00SGA03AA107 | PRODUCTION |  |  | NBI 095
00SGA03AA108KA | Breeching Inlet 2 Way (*) | 00SGA03AA108 | PRODUCTION |  |  | NBI 095
00SGA03AA109KA | Breeching Inlet 2 Way (*) | 00SGA03AA109 | PRODUCTION |  |  | NBI 095
00SGA03AA110KA | Breeching Inlet 2 Way (*) | 00SGA03AA110 | PRODUCTION |  |  | NBI 095
00SGC01AA001KA | Gate valve | 00SGC01AA001 | PRODUCTION
00SGC01AA107KA | Breeching Inlet 2 Way (*) | 00SGC01AA107 | PRODUCTION |  |  | NBI 095
00SGC02AA001KA | Gate valve | 00SGC02AA001 | PRODUCTION
00SGC02AA107KA | Breeching Inlet 2 Way (*) | 00SGC02AA107 | PRODUCTION |  |  | NBI 095
00SGC03AA001KA | Gate valve | 00SGC03AA001 | PRODUCTION
00SGC03AA107KA | Breeching Inlet 2 Way (*) | 00SGC03AA107 | PRODUCTION |  |  | NBI 095
00SGC04AA001KA | Gate valve | 00SGC04AA001 | PRODUCTION
00SGC04AA107KA | Breeching Inlet 2 Way (*) | 00SGC04AA107 | PRODUCTION |  |  | NBI 095
00SGC05AA001KA | Gate valve | 00SGC05AA001 | PRODUCTION
00SGC05AA107KA | Breeching Inlet 2 Way (*) | 00SGC05AA107 | PRODUCTION |  |  | NBI 095
00SGC06AA001KA | Gate valve | 00SGC06AA001 | PRODUCTION
00SGC06AA107KA | Breeching Inlet 2 Way (*) | 00SGC06AA107 | PRODUCTION |  |  | NBI 095
00SGE01AA001KA | Gate valve | 00SGE01AA001 | PRODUCTION
00SGE01AA107KA | Breeching Inlet 2 Way valve | 00SGE01AA107 | PRODUCTION |  |  | NBI 095
00SGE02AA001KA | Gate valve | 00SGE02AA001 | PRODUCTION
00SGE02AA107KA | Breeching Inlet 2 Way valve | 00SGE02AA107 | PRODUCTION |  |  | NBI 095
00SGE03AA001KA | Gate valve | 00SGE03AA001 | PRODUCTION
00SGE03AA107KA | Breeching Inlet 2 Way valve | 00SGE03AA107 | PRODUCTION |  |  | NBI 095
00SGE04AA001KA | Gate valve | 00SGE04AA001 | PRODUCTION
00SGE04AA107KA | Breeching Inlet 2 Way valve | 00SGE04AA107 | PRODUCTION |  |  | NBI 095
00SGE05AA001KA | Gate valve | 00SGE05AA001 | PRODUCTION
00SGE05AA107KA | Breeching Inlet 2 Way valve | 00SGE05AA107 | PRODUCTION |  |  | NBI 095
00SGE06AA001KA | Gate valve | 00SGE06AA001 | PRODUCTION
00SGE06AA107KA | Breeching Inlet 2 Way valve | 00SGE06AA107 | PRODUCTION |  |  | NBI 095
00SGE07AA001KA | Gate valve | 00SGE07AA001 | PRODUCTION
00SGE07AA107KA | Breeching Inlet 2 Way valve | 00SGE07AA107 | PRODUCTION |  |  | NBI 095
00SGF01AA001KA | Gate valve | 00SGF01AA001 | PRODUCTION
00SGF01AA101KA | Gate valve | 00SGF01AA101 | PRODUCTION |  |  | NBI 095
00SGF01AA102KA | Gate valve | 00SGF01AA102 | PRODUCTION |  |  | NF-FC 65
00SGF01BR002MR | Foam Hose Reel | 00SGF01BR002 | PRODUCTION |  |  | 25NFH-030M
00SGF01BR003MR | Foam Hose Reel | 00SGF01BR003 | PRODUCTION |  |  | 25NFH-030M
00SGF02AA001KA | Gate valve | 00SGF02AA001 | PRODUCTION
00SGF03AA001KA | Gate valve | 00SGF03AA001 | PRODUCTION
00SGF04AA001KA | Gate valve | 00SGF04AA001 | PRODUCTION
10HJF51AA251KA | Flow control valve | 10HJF51AA251 | PRODUCTION |  |  | ZXD0HAAGE022 | AISI 316
10HJF51AA251QN | Actuator, Control Valve | 10HJF51AA251 | PRODUCTION |  |  | ZXM0HAAGL/E-B1CU6/15-ND9103HNT
10HJF51AA251-Y01 | Control Valve | 10HJF51AA251 | PRODUCTION |  |  | ZXM0HAAGL/E-B1CU6/15-ND9103HNT
20HJF51AA251KA | Flow control valve | 20HJF51AA251 | PRODUCTION |  |  | ZXD0HAAGE022 | AISI 316
20HJF51AA251QN | Actuator, Control Valve | 20HJF51AA251 | PRODUCTION |  |  | ZXM0HAAGL/E-B1CU6/15-ND9103HNT
20HJF51AA251-Y01 | Controller | 20HJF51AA251 | PRODUCTION |  |  | ZXM0HAAGL/E-B1CU6/15-ND9103HNT
10HJF52AA251KA | Flow control valve | 10HJF52AA251 | PRODUCTION |  |  | ZXD0HAAGE022 | AISI 316
10HJF52AA251QN | Actuator, Control Valve | 10HJF52AA251 | PRODUCTION |  |  | ZXM0HAAGL/E-B1CU6/15-ND9103HNT
10HJF52AA251-Y01 | Control Valve | 10HJF52AA251 | PRODUCTION |  |  | ZXM0HAAGL/E-B1CU6/15-ND9103HNT
20HJF52AA251KA | Flow control valve | 20HJF52AA251 | PRODUCTION |  |  | ZXD0HAAGE022 | AISI 316
20HJF52AA251QN | Actuator, Control Valve | 20HJF52AA251 | PRODUCTION |  |  | ZXM0HAAGL/E-B1CU6/15-ND9103HNT
20HJF52AA251-Y01 | Controller | 20HJF52AA251 | PRODUCTION |  |  | ZXM0HAAGL/E-B1CU6/15-ND9103HNT
10HLA31AA251KA | Start-up burner 1 air flow Control damper - Damper position | 10HLA31AA251 | PRODUCTION |  |  | ND9103HNT - K1
10HLA31AA251-Y01 | Control damper | 10HLA31AA251 | PRODUCTION |  |  | ND9103HNT - K1
00QM01AC002-M01 | Bag Filter Air Washer System Motor-1 | 00QM01AC001 | PRODUCTION
20HLA31AA251KA | Start-up burner 1 air flow Control damper - Damper position | 20HLA31AA251 | PRODUCTION |  |  | ND9103HNT - K1
20HLA31AA251-Y01 | Controller | 20HLA31AA251 | PRODUCTION |  |  | ND9103HNT - K1
10HLA32AA251KA | Start-up burner 2 air flow Control damper - Valve position | 10HLA32AA251 | PRODUCTION |  |  | ND9103HNT - K1
10HLA32AA251-Y01 | Control damper | 10HLA32AA251 | PRODUCTION |  |  | ND9103HNT - K1
20HLA32AA251KA | Start-up burner 2 air flow Control damper - Valve position | 20HLA32AA251 | PRODUCTION |  |  | ND9103HNT - K1
20HLA32AA251-Y01 | Controller | 20HLA32AA251 | PRODUCTION |  |  | ND9103HNT - K1
00SGA01AP001KP | Diesel pump | 00SGA01AP001 | PRODUCTION |  |  | NEMA MG1
00SGA01AP001-M01 | Motor, Diesel pump | 00SGA01AP001 | PRODUCTION |  |  | NEMA MG1
00BLJ44-A | 4.2 kW Local Starter Panel | 00BLJ44 | PRODUCTION
00BLJ45-A | 4.2 kW Local Starter Panel | 00BLJ45 | PRODUCTION
00BLJ46-A | 4.2kW Local Starter Panel | 00BLJ46 | PRODUCTION
00BLJ47-A | 4.2kW Local Starter Panel | 00BLJ47 | PRODUCTION
00BLJ48-A | 2.3 kW Local Starter Panel | 00BLJ48 | PRODUCTION
00BLJ49-A | 1.3 kW Local Starter Panel | 00BLJ49 | PRODUCTION
10HDA15AA401KA | Safety valve | 10HDA15AA401 | PRODUCTION |  |  | NI 10.1A G1 1/4"/1"
20HDA15AA401KA | Safety valve (Bottom Ash screw 1 ) | 20HDA15AA401 | PRODUCTION |  |  | NI 10.1A G1 1/4"/1"
10HDA15AA402KA | Safety valve | 10HDA15AA402 | PRODUCTION |  |  | NI 10.1A G1 1/4"/1"
20HDA15AA402KA | Safety valve (Bottom Ash screw 1) | 20HDA15AA402 | PRODUCTION |  |  | NI 10.1A G1 1/4"/1"
10HDA25AA401KA | Safety valve | 10HDA25AA401 | PRODUCTION |  |  | NI 10.1A G1 1/4"/1"
20HDA25AA401KA | Safety valve ( Bottom Ash screw 2) | 20HDA25AA401 | PRODUCTION |  |  | NI 10.1A G1 1/4"/1"
10HDA25AA402KA | Safety valve | 10HDA25AA402 | PRODUCTION |  |  | NI 10.1A G1 1/4"/1"
20HDA25AA402KA | Safety valve (Bottom Ash screw) | 20HDA25AA402 | PRODUCTION |  |  | NI 10.1A G1 1/4"/1"
10PCB04AA151KA | Downstream Pressure Control Valve | 10PCB04AA151 | PRODUCTION |  |  | D41 | A216GRWCB
00PCB04AA151KA | Pressure Control valve | 00PCB04AA151 | PRODUCTION |  | 167715 | D-41 SERIES | A216 GR WCB
00PCB04AA191KA | Safety Valve | 00PCB04AA191 | PRODUCTION |  | 167716 | SR-07-SERIES | A216 GR WCB
10HTJ21AF001-M01 | Reagent feeder - Motor | 10HTJ21AF001 | PRODUCTION |  | DIPL:CPV01-0055-1372-1399,A-B | SK4282ABGH-IEC100-SK 172.1F-80LPH/4 TF | Carbon steel
20HTJ21AF001-M01 | Reagent feeder - Motor | 20HTJ21AF001 | PRODUCTION |  | DIPL:CPV01-0055-1372-1399,A-B | SK4282ABGH-IEC100-SK 172.1F-80LPH/4 TF | Carbon steel
00GTB59AA001KA | Globe valve | 00GTB59AA001 | PRODUCTION |  |  |  | A105
00GTB59AA002KA | Globe valve | 00GTB59AA002 | PRODUCTION |  |  |  | A105
00GTB59AA003KA | Globe valve | 00GTB59AA003 | PRODUCTION |  |  |  | A105
00GTB59AA004KA | Globe valve | 00GTB59AA004 | PRODUCTION |  |  |  | A105
00GTB59AA005KA | Globe valve | 00GTB59AA005 | PRODUCTION |  |  |  | A105
00GTB59AA006KA | Globe valve | 00GTB59AA006 | PRODUCTION |  |  |  | A105
00GTB59AA007KA | Globe valve | 00GTB59AA007 | PRODUCTION |  |  |  | A105
00GTB59AA009KA | Globe valve | 00GTB59AA009 | PRODUCTION |  |  |  | A105
00GTB59AA010KA | Globe valve | 00GTB59AA010 | PRODUCTION |  |  |  | A105
00GTB59AA011KA | Globe valve | 00GTB59AA011 | PRODUCTION |  |  |  | A105
00GTB59AA012KA | Globe valve | 00GTB59AA012 | PRODUCTION |  |  |  | A105
00GTB59AA052KA | Non return valve | 00GTB59AA052 | PRODUCTION |  |  |  | A105
00GTB59AA301KA | Globe valve | 00GTB59AA301 | PRODUCTION |  |  |  | A182 F 304L
00GTB59AA302KA | Globe valve | 00GTB59AA302 | PRODUCTION |  |  |  | A182 F 304L
00GTB59AA303KA | Globe valve | 00GTB59AA303 | PRODUCTION |  |  |  | A182 F 304L
00GTB59AA304KA | Globe valve | 00GTB59AA304 | PRODUCTION |  |  |  | A182 F 304L
00GTB59AA305KA | Globe valve | 00GTB59AA305 | PRODUCTION |  |  |  | A182 F 304L
00GTB59AA601KA | Globe valve | 00GTB59AA601 | PRODUCTION |  |  |  | A105
00GTB59AA602KA | Globe valve | 00GTB59AA602 | PRODUCTION |  |  |  | A105
00GTB59AA603KA | Globe valve | 00GTB59AA603 | PRODUCTION |  |  |  | A105
00GTB59AA604KA | Globe valve | 00GTB59AA604 | PRODUCTION |  |  |  | A105
00GTB59AA605KA | Globe valve | 00GTB59AA605 | PRODUCTION |  |  |  | A105
00GTB59AA606KA | Globe valve | 00GTB59AA606 | PRODUCTION |  |  |  | A105
00GTC59AA001KA | Globe valve | 00GTC59AA001 | PRODUCTION |  |  |  | A105
00GTC59AA002KA | Globe valve | 00GTC59AA002 | PRODUCTION |  |  |  | A105
00GTC59AA003KA | Globe valve | 00GTC59AA003 | PRODUCTION |  |  |  | A105
00GTC59AA004KA | Gate valve | 00GTC59AA004 | PRODUCTION |  |  |  | A105
00GTC59AA005KA | Globe valve | 00GTC59AA005 | PRODUCTION |  |  |  | A105
00GTC59AA006KA | Globe valve | 00GTC59AA006 | PRODUCTION |  |  |  | A105
00GTC59AA007KA | Globe valve | 00GTC59AA007 | PRODUCTION |  |  |  | A105
00GTC59AA051KA | Non return valve | 00GTC59AA051 | PRODUCTION |  |  |  | A105
00GTC59AA052KA | Non return valve | 00GTC59AA052 | PRODUCTION |  |  |  | A105
00GTC59AA301KA | Globe valve | 00GTC59AA301 | PRODUCTION |  |  |  | A182 F 304L
00GTC59AA302KA | Globe valve | 00GTC59AA302 | PRODUCTION |  |  |  | A182 F 304L
00GTC59AA319KA | Globe valve | 00GTC59AA319 | PRODUCTION |  |  |  | A182 F 304L
00GTS59AA002KA | Globe valve | 00GTS59AA002 | PRODUCTION |  |  |  | A105
00GTS59AA003KA | Globe valve | 00GTS59AA003 | PRODUCTION |  |  |  | A105
00GTS59AA004KA | Globe valve | 00GTS59AA004 | PRODUCTION |  |  |  | A105
00GTS59AA005KA | Globe valve | 00GTS59AA005 | PRODUCTION |  |  |  | A105
00GTS59AA006KA | Globe valve | 00GTS59AA006 | PRODUCTION |  |  |  | A105
00GTS59AA007KA | Globe valve | 00GTS59AA007 | PRODUCTION |  |  |  | A105
00GTS59AA008KA | Globe valve | 00GTS59AA008 | PRODUCTION |  |  |  | A105
00GTS59AA009KA | Globe valve | 00GTS59AA009 | PRODUCTION |  |  |  | A105
00GTS59AA010KA | Globe valve | 00GTS59AA010 | PRODUCTION |  |  |  | A105
00GTS59AA011KA | Globe valve | 00GTS59AA011 | PRODUCTION |  |  |  | A105
00GTS59AA012KA | Globe valve | 00GTS59AA012 | PRODUCTION |  |  |  | A216WCB
00GTS59AA013KA | Globe valve | 00GTS59AA013 | PRODUCTION |  |  |  | A105
00GTS59AA016KA | Globe valve | 00GTS59AA016 | PRODUCTION |  |  |  | A105
00GTS59AA017KA | Globe valve | 00GTS59AA017 | PRODUCTION |  |  |  | A105
00GTS59AA018KA | Globe valve | 00GTS59AA018 | PRODUCTION |  |  |  | A105
00GTS59AA019KA | Globe valve | 00GTS59AA019 | PRODUCTION |  |  |  | A105
00GTS59AA051KA | Non return valve | 00GTS59AA051 | PRODUCTION |  |  |  | A105
00GTS59AA052KA | Non return valve | 00GTS59AA052 | PRODUCTION |  |  |  | A105
00GTS59AA053KA | Non return valve | 00GTS59AA053 | PRODUCTION |  |  |  | A105
00GTS59AA054KA | Non return valve | 00GTS59AA054 | PRODUCTION |  |  |  | A105
00GTS59AA055KA | Non return valve | 00GTS59AA055 | PRODUCTION |  |  |  | A105
00GTS59AA056KA | Non return valve | 00GTS59AA056 | PRODUCTION |  |  |  | A105
00GTS59AA057KA | Non return valve | 00GTS59AA057 | PRODUCTION |  |  |  | A105
00GTS59AA058KA | Non return valve | 00GTS59AA058 | PRODUCTION |  |  |  | A105
00GTS59AA301KA | Globe valve | 00GTS59AA301 | PRODUCTION |  |  |  | A182 F 304L
00GTS59AA302KA | Globe valve | 00GTS59AA302 | PRODUCTION |  |  |  | A182 F 304L
00GTS59AA303KA | Globe valve | 00GTS59AA303 | PRODUCTION |  |  |  | A182 F 304L
00GTS59AA304KA | Globe valve | 00GTS59AA304 | PRODUCTION |  |  |  | A182 F 304L
00GTS59AA305KA | Globe valve | 00GTS59AA305 | PRODUCTION |  |  |  | A182 F 304L
00GTS59AA306KA | Globe valve | 00GTS59AA306 | PRODUCTION |  |  |  | A182 F 304L
00GTS59AA307KA | Globe valve | 00GTS59AA307 | PRODUCTION |  |  |  | A182 F 304L
00GTS59AA308KA | Globe valve | 00GTS59AA308 | PRODUCTION |  |  |  | A182 F 304L
00GTS59AA310KA | Globe valve | 00GTS59AA310 | PRODUCTION |  |  |  | A182 F 304L
00GTS59AA311KA | Globe valve | 00GTS59AA311 | PRODUCTION |  |  |  | A182 F 304L
00GTS59AA313KA | Globe valve | 00GTS59AA313 | PRODUCTION |  |  |  | A182 F 304L
00GTS59AA314KA | Globe valve | 00GTS59AA314 | PRODUCTION |  |  |  | A182 F 304L
00GTS59AA315KA | Globe valve | 00GTS59AA315 | PRODUCTION |  |  |  | A182 F 304L
00GTS59AA317KA | Globe valve | 00GTS59AA317 | PRODUCTION |  |  |  | A182 F 304L
00GTS59AA318KA | Globe valve | 00GTS59AA318 | PRODUCTION |  |  |  | A182 F 304L
10HJN11AT001KT | Filter/regulator | 10HJN11AT001 | PRODUCTION |  |  | P32BG04M-P | Aluminium/Steel
20HJN11AT001KT | Filter | 20HJN11AT001 | PRODUCTION |  |  | P32BG04M-P | Aluminium/Steel
10HJN21AT001KT | Filter/regulator | 10HJN21AT001 | PRODUCTION |  |  | P32BG04M-P | Aluminium/Steel
20HJN21AT001KT | Filter | 20HJN21AT001 | PRODUCTION |  |  | P32BG04M-P | Aluminium/Steel
10HJQ11AT001KT | Filter | 10HJQ11AT001 | PRODUCTION |  |  | F32BG04M-P | Aluminium/Steel
20HJQ11AT001KT | Filter | 20HJQ11AT001 | PRODUCTION |  |  | F32BG04M-P | Aluminium/Steel
10HJQ21AT001KT | Filter | 10HJQ21AT001 | PRODUCTION |  |  | F32BG04M-P | Aluminium/Steel
20HJQ21AT001KT | Filter | 20HJQ21AT001 | PRODUCTION |  |  | F32BG04M-P | Aluminium/Steel
10HDC63CG103-F01 | Limit switch | 10HDC63CG103 | PRODUCTION |  |  | D4N–1131
20HDC63CG103-F01 | Limit Switch | 20HDC63CG103 | PRODUCTION |  |  | D4N–1131
10HLA32AA001KA | Shut-off valve | 10HLA32AA001 | PRODUCTION |  |  | 2017K | Brass
20HLA32AA001KA | Shut-off valve | 20HLA32AA001 | PRODUCTION |  |  | 2017K | Brass
10HDB10AA001KA | Bottom ash sieve valve | 10HDB10AA001 | PRODUCTION |  |  | XC | CF8M
20HDB10AA001KA | Gate Valve | 20HDB10AA001 | PRODUCTION |  |  | XC | CF8M
10HTP20AA003KA | Gate Valve | 10HTP20AA003 | PRODUCTION |  |  | XC | CF8M
20HTP20AA003KA | Gate Valve | 20HTP20AA003 | PRODUCTION |  |  | XC | CF8M
00HTQ32AA051KA | Check Valve (general) | 00HTQ32AA051 | PRODUCTION |  |  | RM | CF8M
00HTQ42AA051KA | Check Valve (general) | 00HTQ42AA051 | PRODUCTION |  |  | RM | CF8M
10QEB93AA051KA | Check Valve (general) | 10QEB93AA051 | PRODUCTION |  |  | RM | CF8M
20QEB93AA051KA | Check Valve (general) | 20QEB93AA051 | PRODUCTION |  |  | RM | CF8M
10LAB28AA201-F01 | Rotation switch | 10LAB28AA201 | PRODUCTION |  |  | KFU8-UFT-Ex2.D
20LAB28AA201-F01 | Rotation switch | 20LAB28AA201 | PRODUCTION |  |  | KFU8-UFT-Ex2.D
10LAB29AA201-F01 | Rotation switch | 10LAB29AA201 | PRODUCTION |  |  | KFU8-UFT-Ex2.D
20LAB29AA201-F01 | Rotation switch | 20LAB29AA201 | PRODUCTION |  |  | KFU8-UFT-Ex2.D
10PAD01AN001KN | Tower fan-1 | 10PAD01AN001 | PRODUCTION |  |  | HP-6-8
10PAD01AN001-M01 | Cooling Tower fan-1 Motor | 10PAD01AN001 | PRODUCTION |  |  | E3BA315ML4
20PAD01AN001KN | Tower fan-3 | 20PAD01AN001 | PRODUCTION |  |  | HP-6-8
20PAD01AN001-M01 | Cooling Tower fan-3 Motor | 20PAD01AN001 | PRODUCTION |  |  | E3BA315ML4
10PAD01AU001MG | GEAR BOX-1, gear | 10PAD01AU001 | PRODUCTION |  |  | Series 36
20PAD01AU001MG | GEAR BOX-3 | 20PAD01AU001 | PRODUCTION |  |  | Series 36
10PAD01BE001MR | Drive Shaft-1 | 10PAD01BE001 | PRODUCTION |  |  | Series 351 Class III
20PAD01BE001MR | Drive Shaft-3 | 20PAD01BE001 | PRODUCTION |  |  | Series 351 Class III
10PAD02AN002KN | Tower fan-2 | 10PAD02AN002 | PRODUCTION |  |  | HP-6-8
10PAD02AN002-M01 | Cooling Tower fan-2 Motor | 10PAD02AN002 | PRODUCTION |  |  | E3BA315ML4
20PAD02AN002KN | Tower fan-4 | 20PAD02AN002 | PRODUCTION |  |  | HP-6-8
20PAD02AN002-M01 | Cooling Tower fan-4 Motor | 20PAD02AN002 | PRODUCTION |  |  | E3BA315ML4
10PAD02AU002MG | GEAR BOX-2, gear | 10PAD02AU002 | PRODUCTION |  |  | Series 36
20PAD02AU002MG | GEAR BOX-4 | 20PAD02AU002 | PRODUCTION |  |  | Series 36
10PAD02BE002MR | Drive Shaft-2 | 10PAD02BE002 | PRODUCTION |  |  | Series 351 Class III
20PAD02BE002MR | Drive Shaft-4 | 20PAD02BE002 | PRODUCTION |  |  | Series 351 Class III
00QFB01BR001MR | Ball float drain | 00QFB01BR001 | PRODUCTION |  |  | PD6210 | A216GRWCB
00QFB02BR001MR | Ball float drain | 00QFB02BR001 | PRODUCTION |  |  | PS11 | A216GRWCB
10QFB11BR001MR | Ball float drain | 10QFB11BR001 | PRODUCTION |  |  | PD6210 | A216GRWCB
20QFB11BR001MR | Instrument air header to cems 1 | 20QFB11BR001 | PRODUCTION |  |  | PD6210 | A216GRWCB
00QFB12BR001MR | Ball float drain | 00QFB12BR001 | PRODUCTION |  |  | PD6210 | A216GRWCB
00QFB13BR001MR | Ball float drain | 00QFB13BR001 | PRODUCTION |  |  | PD6210 | A216GRWCB
20QFB16BR001MR | Ball float drain | 20QFB16BR001 | PRODUCTION |  |  | PD6210 | A216GRWCB
00QFB18BR001MR | Ball float drain | 00QFB18BR001 | PRODUCTION |  |  | PD6210 | A216GRWCB
00QFB20BR001MR | Ball float drain | 00QFB20BR001 | PRODUCTION |  |  | PS11 | A216GRWCB
00QFB21BR001MR | Ball float drain | 00QFB21BR001 | PRODUCTION |  |  | PD6210 | A216GRWCB
00QFB22BR001MR | Ball float drain | 00QFB22BR001 | PRODUCTION |  |  | PD6210 | A216GRWCB
00QFB23BR001MR | Ball float drain | 00QFB23BR001 | PRODUCTION |  |  | PD6210 | A216GRWCB
00SCB01BR001MR | Ball float drain | 00SCB01BR001 | PRODUCTION |  |  | PD6210 | A216GRWCB
00SCB02BR001MR | Ball float drain | 00SCB02BR001 | PRODUCTION |  |  | PD6210 | A216GRWCB
00SCB03BR001MR | Ball float drain | 00SCB03BR001 | PRODUCTION |  |  | PD6210 | A216GRWCB
00SCB04BR001MR | Ball float drain | 00SCB04BR001 | PRODUCTION |  |  | PD6210 | A216GRWCB
00SCB05BR001MR | Service air header to cwst pump house | 00SCB05BR001 | PRODUCTION |  |  | OEM Proprietory | ASTM A216 WCB
00SCB06BR001MR | Ball float drain | 00SCB06BR001 | PRODUCTION |  |  | PD6210 | A216GRWCB
00SCB08BR001MR | Ball float drain | 00SCB08BR001 | PRODUCTION |  |  | PD6210 | A216GRWCB
00SCB09BR001MR | Service air header to service air header to wtp area | 00SCB09BR001 | PRODUCTION |  |  | OEM Proprietory | ASTM A216 WCB
00SCB09BR002MR | Service air header to auxiliary boiler | 00SCB09BR002 | PRODUCTION |  |  | OEM Proprietory | ASTM A216 WCB
00SCB10BR001MR | Ball float drain | 00SCB10BR001 | PRODUCTION |  |  | PD6210 | A216GRWCB
00SCB11BR001MR | Service Air | 00SCB11BR001 | PRODUCTION |  |  | OEM Proprietory | ASTM A216 WCB
00SCB12BR001MR | Service air header to CW pump area | 00SCB12BR001 | PRODUCTION |  |  | OEM Proprietory | ASTM A216 WCB
00SCB13BR001MR | Ball float drain | 00SCB13BR001 | PRODUCTION |  |  | PD6210 | A216GRWCB
00SCB14BR001MR | Ball float drain | 00SCB14BR001 | PRODUCTION |  |  | PD6210 | A216GRWCB
00SCB15BR001MR | Ball float drain | 00SCB15BR001 | PRODUCTION |  |  | PD6210 | A216GRWCB
00SCB16BR001MR | Ball float drain | 00SCB16BR001 | PRODUCTION |  |  | PD6210 | A216GRWCB
00GBN04AP001KP | Naoci Dosing Pump-1 | 00GBN04AP001 | PRODUCTION |  |  | HD1011/SZ1 | PP
00GBN05AP001KP | Naoci Dosing Pump-2 | 00GBN05AP001 | PRODUCTION |  |  | HYDRAULIC DIAPHRAGM | PP
00GBN59AE101KP | Morpholine Correction Pump-1 | 00GBN59AE101 | PRODUCTION |  |  | ELECTRONIC DIAPHRAM | GFPP
00GBN59AE102KP | Morpholine Correction Pump-2 | 00GBN59AE102 | PRODUCTION |  |  | ELECTRONIC DIAPHRAM | GFPP
00GBN59AP001KP | Poly Dosing Pump 1 | 00GBN59AP001 | PRODUCTION |  | 31818347 | HYDRAULIC DIAPHRAGM HD2017/SZ1 | SS 316
00GBN59AP001-M01 | Poly Dosing Pump 1, motor | 00GBN59AP001 | PRODUCTION |  | 31818347 |  | SS 316
00GBN59AP002KP | Poly Dosing Pump 2 | 00GBN59AP002 | PRODUCTION |  | 31818348 | HYDRAULIC DIAPHRAGM HD2017/SZ1 | SS 316
00GBN59AP002-M01 | Poly Dosing Pump 2, motor | 00GBN59AP002 | PRODUCTION |  | 31818348 |  | SS 316
00GBN59AP003KP | Alum Dosing Pump 1 | 00GBN59AP003 | PRODUCTION |  |  | HYDRAULIC DIAPHRAGM HD2017/SZ1 | SS 316
00GBN59AP003-M01 | Alum Dosing Pump 1, motor | 00GBN59AP003 | PRODUCTION |  |  |  | PP
00GBN59AP004KP | Alum Dosing Pump 2 | 00GBN59AP004 | PRODUCTION |  |  | HYDRAULIC DIAPHRAGM HD2017/SZ1 | SS 316
00GBN59AP004-M01 | Alum Dosing Pump 2 | 00GBN59AP004 | PRODUCTION |  |  |  | PP
00GBN59AP005KP | Lime Dosing Pump 1 | 00GBN59AP005 | PRODUCTION |  |  | HORIZONTAL ROTARY SCREW SAP0156CI07R3A100 | SS 316
00GBN59AP006KP | Lime Dosing Pump 2 | 00GBN59AP006 | PRODUCTION |  |  | HORIZONTAL ROTARY SCREW SAP0156CI07R3A100 | SS 316
00GBN59AP007KP | DWPE Dosing Pump 1 | 00GBN59AP007 | PRODUCTION |  |  | HD2017/SZ1 | SS 316
00GBN59AP007-M01 | DWPE Dosing Pump 1 | 00GBN59AP007 | PRODUCTION |  |  |  | SS 316
00GBN59AP008KP | DWPE Dosing Pump 2 | 00GBN59AP008 | PRODUCTION |  |  | HD2017/SZ1 | SS 316
00GBN59AP008-M01 | DWPE Dosing Pump 2 | 00GBN59AP008 | PRODUCTION |  |  |  | SS 316
00GCN59AP001KP | Morpholine correction pump 1 | 00GCN59AP001 | PRODUCTION |  |  | AM-01
00GCN59AP002KP | Morpholine correction pump 2 | 00GCN59AP002 | PRODUCTION |  |  | AM-01
00GDN59AA631KA | Gate Valve | 00GDN59AA631 | PRODUCTION |  |  | TU-2000 - Industrial | CPVC
00GDN59AA632KA | Gate Valve | 00GDN59AA632 | PRODUCTION |  |  | TU-2000 - Industrial | CPVC
00GDN59AA633KA | Gate Valve | 00GDN59AA633 | PRODUCTION |  |  | TU-2000 - Industrial | CPVC
00GDN59AP010KP | H2SO4 dosing pump?1 | 00GDN59AP010 | PRODUCTION |  |  | HD101/SZ1 | WETTED PARTS ALLOY 20, DIAPHRAGM-PTFE
00GDN59AP011KP | H2SO4 dosing pump?2 | 00GDN59AP011 | PRODUCTION |  |  | HD101/SZ1 | WETTED PARTS ALLOY 20, DIAPHRAGM-PTFE
00GDN59AP012KP | H2SO4 dosing pump?3 | 00GDN59AP012 | PRODUCTION |  |  | HD101/SZ1 | WETTED PARTS ALLOY 20, DIAPHRAGM-PTFE
00GDN59AT001KT | H2s04 dosing pump- 1, strainer | 00GDN59AT001 | PRODUCTION
00GDN59AT002KT | H2s04 dosing pump- 2, strainer | 00GDN59AT002 | PRODUCTION
00GDN59AT003KT | H2s04 dosing pump- 3, strainer | 00GDN59AT003 | PRODUCTION
00GBN07AP001KP | Naoci Dosing Pump-2 | 00GBN07AP001 | PRODUCTION |  |  | HD1011/SZ1 | PP
00EGY01BU001-F | Flame arrestor | 00EGY01BU001 | PRODUCTION |  | PFCI/FA/12900 | PFCI/FA/12900 | SA 234 Gr WPB
00GBS59AP001-M01 | Sludge Transfer Pump-1 | 00GBS59AP001 | PRODUCTION |  |  | IEC60034-1 | GJL-250
00GBS59AP002-M01 | Sludge Transfer Pump-2 | 00GBS59AP002 | PRODUCTION |  |  | IEC60034-1 | GJL-250
00GCF59AP001KP | Degasser water tr. pump 1 | 00GCF59AP001 | PRODUCTION |  |  | ETN 050-032 -200.1 | CF8M
00GCF59AP002KP | Degasser water tr. pump 2 | 00GCF59AP002 | PRODUCTION |  |  | ETN 050-032 -200.1 | CF8M
00GCN59AP003-M01 | Bulk caustic unloading pump 1 | 00GCN59AP003 | PRODUCTION |  |  | HORIZONTAL CENTRIFUGAL | CF8M
00GCN59AP004-M01 | Bulk caustic unloading pump 2 | 00GCN59AP004 | PRODUCTION |  |  | HORIZONTAL CENTRIFUGAL | CF8M
00GCP59AP001KP | Dm Regeneration Pump 1 | 00GCP59AP001 | PRODUCTION |  |  | HORIZONTAL CENTRIFUGAL | CF8M
00GCP59AP001-M01 | Dm Regeneration Pump 1 | 00GCP59AP001 | PRODUCTION |  |  | HORIZONTAL CENTRIFUGAL | CF8M
00GCP59AP002KP | Dm Regeneration Pump 2 | 00GCP59AP002 | PRODUCTION |  |  | HORIZONTAL CENTRIFUGAL | CF8M
00GCP59AP002-M01 | Dm Regeneration Pump 2 | 00GCP59AP002 | PRODUCTION |  |  | HORIZONTAL CENTRIFUGAL | CF8M
00GMA59AP001KP | Oil waste feed pump 1 | 00GMA59AP001 | PRODUCTION |  |  | Centrifugal Submercial pump | GJL-250
00GMA59AP001-M01 | Oil waste feed pump 1 | 00GMA59AP001 | PRODUCTION |  |  | Centrifugal Submercial pump | GJL-250
00GMA59AP002KP | Oil waste feed pump 2 | 00GMA59AP002 | PRODUCTION |  |  | Centrifugal Submercial pump | GJL-250
00GMA59AP002-M01 | Oil waste feed pump 2 | 00GMA59AP002 | PRODUCTION |  |  | Centrifugal Submercial pump | GJL-250
10QCA10BB001KD | Phosphate tank Na3PO4 | 10QCA10BB001 | PRODUCTION |  |  | Tank 1000l | 914569
20QCA10BB001KD | Phosphate tank Na3PO4 | 20QCA10BB001 | PRODUCTION |  |  | Tank 1000l | 914569
10QCA11AP001-M01 | Phosphate pump 1 - Motor | 10QCA11AP001 | PRODUCTION |  |  | M3BP 80MB 6
10QCA12AP001-M01 | Phosphate pump 2 - Motor | 10QCA12AP001 | PRODUCTION |  |  | M3BP 80MB 6
20QCA10AM001KM | Phosphate tank stirrer | 20QCA10AM001 | PRODUCTION |  |  | N/A | AISI316Ti/PVDF
10HDB20AF001MG | Bottom ash sand conveyor, gear | 10HDB20AF001 | PRODUCTION
10HCB10CP001QB | Pressure Transmitter | 10HCB10CP001 | PRODUCTION
10QCC11AP001KP | Ammonia pump 1 | 10QCC11AP001 | PRODUCTION
10QCC11AP001-M01 | Ammonia pump 1 - Motor | 10QCC11AP001 | PRODUCTION
20QCC11AP001KP | Ammonia pump 1 | 20QCC11AP001 | PRODUCTION
20QCC11AP001-M01 | Ammonia pump 1 - Motor | 20QCC11AP001 | PRODUCTION
10QCC12AP001KP | Ammonia pump 2 | 10QCC12AP001 | PRODUCTION
10QCC12AP001-M01 | Ammonia pump 2 - Motor | 10QCC12AP001 | PRODUCTION
20QCC12AP001KP | Ammonia pump 2 | 20QCC12AP001 | PRODUCTION
20QCC12AP001-M01 | Ammonia pump 2 - Motor | 20QCC12AP001 | PRODUCTION
10QCC10AT601KT | Hydrazine dosing, Y strainer | 10QCC10AT601 | PRODUCTION |  |  | #600 50MESH | SS304
10QCC10AT602KT | Hydrazine dosing, Y strainer | 10QCC10AT602 | PRODUCTION |  |  | #600 50MESH | SS304
10QCD10AT603KT | Ammonia dosing, Y strainer | 10QCD10AT603 | PRODUCTION |  |  | 25NB,SW#600,MESH SIZE50 | SS304
10QCD10AT604KT | Ammonia dosing, Y strainer | 10QCD10AT604 | PRODUCTION |  |  | 25NB,SW#600,MESH SIZE50 | SS304
00GCB59CL501QP | Level Gauge | 00GCB59CL501 | PRODUCTION |  |  | FBG – GS1WWG | SS316
00GCR59CL501QP | Level Gauge | 00GCR59CL501 | PRODUCTION |  |  | FDG-1TS1S4WW | SS316
00GCR59CL502QP | Level Gauge | 00GCR59CL502 | PRODUCTION |  |  | FDG-1TS1S4WW | SS316
00GMB59CL501QP | Level Gauge | 00GMB59CL501 | PRODUCTION |  |  | FBG – GS1WWG | SS316
00GTB59CL201-F01 | Level Switch | 00GTB59CL201 | PRODUCTION |  |  | DS – CJPP1WW | HOUSING - DIE CAST ALUMINIUM
00GTS59CL201-F01 | Level Switch | 00GTS59CL201 | PRODUCTION |  |  | DS – CJPP15W | HOUSING - DIE CAST ALUMINIUM
00GTS59CL202-F01 | Level Switch | 00GTS59CL202 | PRODUCTION |  |  | DS – CJPP1WW | HOUSING - DIE CAST ALUMINIUM
00GTS59CL203-F01 | Level Switch | 00GTS59CL203 | PRODUCTION |  |  | DS – CJPP1WW | HOUSING - DIE CAST ALUMINIUM
00GDN59CL201-F01 | Level Switch | 00GDN59CL201 | PRODUCTION |  |  | DS – EJSS1WW
00GDN59CL202-F01 | Level Switch | 00GDN59CL202 | PRODUCTION |  |  | DS – EJSS1WW
00GDN59CL203-F01 | Level Switch | 00GDN59CL203 | PRODUCTION |  |  | DS – EJSS1WW
00GDN59CL204-F01 | Level Switch | 00GDN59CL204 | PRODUCTION |  |  | DS – EJSS1WW
00GDN59CL205-F01 | Level Switch | 00GDN59CL205 | PRODUCTION |  |  | DS – EJSS1WW
00GDN59CL206-F01 | Level Switch | 00GDN59CL206 | PRODUCTION |  |  | DS – EJSS1WW
00GDN59CL207-F01 | Level Switch | 00GDN59CL207 | PRODUCTION |  |  | DS – EJSS1WW
00GDN59CL208-F01 | Level Switch | 00GDN59CL208 | PRODUCTION |  |  | DS – EJSS1WW
00GDN59CL501QP | Level Gauge | 00GDN59CL501 | PRODUCTION |  |  | TTG – 1PA2PF2PW
00GDN59CL502QP | Level Gauge | 00GDN59CL502 | PRODUCTION |  |  | TTG – 1PA2PF2PW
00GDN59CL503QP | Level Gauge | 00GDN59CL503 | PRODUCTION |  |  | TTG – 1PA2PF2PW
00GDN59CL504QP | Level Gauge | 00GDN59CL504 | PRODUCTION |  |  | TTG – 1PA2PF2PW
00GDN59CL505QP | Level Gauge | 00GDN59CL505 | PRODUCTION |  |  | TTG – 1PA2PF2PW
00GDN59CL506QP | Level Gauge | 00GDN59CL506 | PRODUCTION |  |  | TTG – 1PA2PF2PW
00GDN59CL507QP | Level Gauge | 00GDN59CL507 | PRODUCTION |  |  | TTG – 1PA2PF2PW
00GDN59CL508QP | Level Gauge | 00GDN59CL508 | PRODUCTION |  |  | TTG – 1PA2PF2PW
20GAC43AA001KA | Ball Valve | 20GAC43AA001 | PRODUCTION
20GAC43AA002KA | Ball Valve | 20GAC43AA002 | PRODUCTION
20GAC43AT001KT | Filter - Service water from intermediate tank to hydrator | 20GAC43AT001 | PRODUCTION
10GAC44AA401KA | Safety valve | 10GAC44AA401 | PRODUCTION
20GAC44AA401KA | Safety valve | 20GAC44AA401 | PRODUCTION
20GAC44AA701KA | Ball Valve | 20GAC44AA701 | PRODUCTION
10HTP10AA001KA | Slide valve | 10HTP10AA001 | PRODUCTION
10HTP20AA002KA | Damper | 10HTP20AA002 | PRODUCTION |  |  |  | carbon steel
20HTP20AA002KA | Damper | 20HTP20AA002 | PRODUCTION |  |  |  | carbon steel
10QEB97AA001KA | Ball Valve | 10QEB97AA001 | PRODUCTION |  |  |  | SS304
20QEB97AA001KA | Ball Valve | 20QEB97AA001 | PRODUCTION |  |  |  | SS304
10QEB97AA051KA | Disc Check | 10QEB97AA051 | PRODUCTION |  |  |  | SS304
20QEB97AA051KA | Disc Check | 20QEB97AA051 | PRODUCTION |  |  |  | SS304
10QEB98AA001KA | Ball Valve | 10QEB98AA001 | PRODUCTION |  |  |  | SS304
20QEB98AA001KA | Ball Valve | 20QEB98AA001 | PRODUCTION |  |  |  | SS304
10QEB98AA051KA | Disc Check | 10QEB98AA051 | PRODUCTION |  |  |  | SS304
20QEB98AA051KA | Disc Check | 20QEB98AA051 | PRODUCTION |  |  |  | SS304
10QEB99AA001KA | Ball Valve | 10QEB99AA001 | PRODUCTION |  |  |  | SS304
20QEB99AA001KA | Ball Valve | 20QEB99AA001 | PRODUCTION |  |  |  | SS304
10QEB99AA051KA | Disc Check | 10QEB99AA051 | PRODUCTION |  |  |  | SS304
20QEB99AA051KA | Disc Check | 20QEB99AA051 | PRODUCTION |  |  |  | SS304
00BHU10-T | MAIN LIGHTING TRANSFORMER-1 | 00BHU10 | PRODUCTION |  | RD-498/1 | 3-phase dry type,IP33, RAL 7035,1600kVA, 11/0420kV | Winding conductor:COPPER
00BHU20-T | MAIN LIGHTING TRANSFORMER-2 | 00BHU20 | PRODUCTION |  | RD-468/2 | 3-phase dry type,IP33, RAL 7035,1600kVA, 11/0420kV | Winding conductor:COPPER
00BHU30-T | EMERGENCY LIGHTING TRANSFORMER-1 | 00BHU30 | PRODUCTION |  | RD-497/1 | 3-phase dry type,IP33, RAL 7035,25 KVA, 400/400V | Winding conductor:COPPER
00BHU40-T | EMERGENCY LIGHTING TRANSFORMER-2 | 00BHU40 | PRODUCTION |  | RD-497/2 | 3-phase dry type,IP33, RAL 7035,25 KVA, 400/401V | Winding conductor:COPPER
10HDB20AF001KF | Pneumatic conveyor RPC 140/200 | 10HDB20AF001 | PRODUCTION |  |  | RPC 140/200 | GJS400-18
20HDB20AF001KF | Bottom ash sand conveyor | 20HDB20AF001 | PRODUCTION |  |  | RPC 140/200 | GJS400-18
20HDB20AF001MG | Bottom ash sand conveyor, gear | 20HDB20AF001 | PRODUCTION
10HDB20BR030MR | Bottom ash recycling to Furnace | 10HDB20BR030 | PRODUCTION |  |  | DN100 | SA312 TP316L
20HDB20BR030MR | Bottom ash recycling to Furnace | 20HDB20BR030 | PRODUCTION |  |  | DN100 | SA312 TP316L
10HDC32AF001KF | Pneumatic conveyor RPC 500/200 | 10HDC32AF001 | PRODUCTION |  |  | RPC 500/200
20HDC32AF001KF | 2nd and 3rd pass ash pneum. Conveyor | 20HDC32AF001 | PRODUCTION |  |  | RPC 500/200
20HDC32AF001MG | 2nd and 3rd pass ash pneum. Conveyor, gear | 20HDC32AF001 | PRODUCTION
10HDC32BR020MR | 2nd and 3rd pass ash pneumatic conveyor to Fly ash silo | 10HDC32BR020 | PRODUCTION |  |  | DN125 | P235TR1
20HDC32BR020MR | 2nd and 3rd pass ash pneumatic conveyor to Fly ash silo | 20HDC32BR020 | PRODUCTION |  |  | DN125 | P235TR1
10HDC50AA401KA | Safety valve | 10HDC50AA401 | PRODUCTION |  |  | DN250 | S235JR
20HDC50AA401KA | Safety valve (Corner valve 21.5 M) | 20HDC50AA401 | PRODUCTION |  |  | DN250 | S235JR
20HDC50AT001KT | Dust extraction filter | 20HDC50AT001 | PRODUCTION |  | 01FN180002218 | FNB4J21
10HDC51AA001KA | Damper | 10HDC51AA001 | PRODUCTION |  |  | CW 400x700 | S355J2+N
10HDC51AA001KB | Slide gate | 10HDC51AA001 | PRODUCTION |  |  | CW 400x700 | S355J2+N
20HDC51AA001KB | Slide gate | 20HDC51AA001 | PRODUCTION |  |  | CW 400x700 | S355J2+N
10HDC51AA201KF | Pneumatic slide gate | 10HDC51AA201 | PRODUCTION |  |  | 700x400 | S355J2+N
20HDC51AA201KF | Pneumatic slide gate | 20HDC51AA201 | PRODUCTION |  |  | 700x400 | S355J2+N
10HDC51AF001KF | Wet discharging rotary feeder | 10HDC51AF001 | PRODUCTION |  | DIPL:CPV01-0055-1372-1399,A-B | ALF 40/70 | S355J0
10HDC51AF001MG | Wet discharging rotary feeder, gear | 10HDC51AF001 | PRODUCTION
20HDC51AF001KF | Wet discharging rotary feeder - VFD Healthy | 20HDC51AF001 | PRODUCTION |  |  | ALF 40/70 | S355J0
20HDC51AF001MG | Wet discharging rotary feeder - VFD Healthy, gear | 20HDC51AF001 | PRODUCTION
10HDC53AF001KF | Fly ash humidifier FAH 900 | 10HDC53AF001 | PRODUCTION |  |  | Raumaster FAH 900 | S235JR
10HDC53AF001MG | Fly ash humidifier FAH 900, gear | 10HDC53AF001 | PRODUCTION
20HDC53AF001KF | Fly ash moistening screw | 20HDC53AF001 | PRODUCTION |  |  | Raumaster FAH 900 | S235JR
20HDC53AF001MG | Fly ash moistening screw, gear | 20HDC53AF001 | PRODUCTION
10HDC61AA001KA | Damper | 10HDC61AA001 | PRODUCTION |  |  | CW 400x700 | S355J2+N
10HDC61AA001KB | Slide gate | 10HDC61AA001 | PRODUCTION |  |  | CW 400x700 | S355J2+N
20HDC61AA001KB | Slide gate | 20HDC61AA001 | PRODUCTION |  |  | CW 400x700 | S355J2+N
10HDC61AA201KB | Pneumatic slide gate | 10HDC61AA201 | PRODUCTION |  |  | 400x700 | S355J2+N
20HDC61AA201KB | Pneumatic slide gate | 20HDC61AA201 | PRODUCTION |  |  | 400x700 | S355J2+N
10HDC61AF001KF | Rotary feeder ALF 40/70 (LR) | 10HDC61AF001 | PRODUCTION |  |  | ALF 40/70 | S355J0
10HDC61AF001MG | Rotary feeder ALF 40/70 (LR), gear | 10HDC61AF001 | PRODUCTION
20HDC61AF001KF | Dry discharging rotary feeder | 20HDC61AF001 | PRODUCTION |  |  | ALF 40/70 | S355J0
20HDC61AF001MG | Dry discharging rotary feeder, gear | 20HDC61AF001 | PRODUCTION
10HDC63BR001MR | Dry unloading ZG, DN300, M30 | 10HDC63BR001 | PRODUCTION |  |  | ZG, DN300, M30
20HDC63BR001MR | Dry discharging flexible chute | 20HDC63BR001 | PRODUCTION |  |  | ZG, DN300, M30
10HTP22AF001KF | Bag filter ash pneumatic conveyor | 10HTP22AF001 | PRODUCTION |  |  | RPC 600/200
20HTP22AF001KF | Bag filter ash pneumatic conveyor | 20HTP22AF001 | PRODUCTION |  |  | RPC 600/200
10HTP22BR020MR | Bag filter ash pneumatic conveyor to Fly ash silo | 10HTP22BR020 | PRODUCTION |  |  | DN125 | P235TR1
20HTP22BR020MR | Bag filter ash pneumatic conveyor to Fly ash silo | 20HTP22BR020 | PRODUCTION |  |  | DN125 | P235TR1
20GTA30AA002KA | Ball Valve | 20GTA30AA002 | PRODUCTION |  |  | R2", SK, MS | Brass
10HDA33AF001KF | Coarse material elevator | 10HDA33AF001 | PRODUCTION
10HDA33AF001-M01 | Coarse material elevator, motor | 10HDA33AF001 | PRODUCTION
10HDA33AF001MG | Coarse material elevator, gear | 10HDA33AF001 | PRODUCTION
20HDA33AF001KF | Coarse material elevator | 20HDA33AF001 | PRODUCTION
20HDA33AF001-M01 | Coarse material elevator, motor | 20HDA33AF001 | PRODUCTION
20HDA33AF001MG | Coarse material elevator, gear | 20HDA33AF001 | PRODUCTION
10HDA56AF001KF | BMHE ash pneumatic conveyor | 10HDA56AF001 | PRODUCTION
10HDA56AF001-M01 | BMHE ash pneumatic conveyor, motor | 10HDA56AF001 | PRODUCTION
20HDA56AF001KF | BMHE ash pneumatic conveyor | 20HDA56AF001 | PRODUCTION
10HDB20AA001KA | Ball Valve | 10HDB20AA001 | PRODUCTION |  |  | R1 1/2", 20M-20C | CF8M
10HDB20AF001-M01 | Pneumatic bottom ash conveyor - Motor | 10HDB20AF001 | PRODUCTION |  |  | RPC 140/200
20HDB20AF001-M01 | Pneumatic bottom ash conveyor - Motor | 20HDB20AF001 | PRODUCTION |  |  | RPC 140/200
10HDB21AF001KF | Bed ash fines pneumatic conveyor | 10HDB21AF001 | PRODUCTION
10HDB21AF001-M01 | Bed ash fines pneumatic conveyor, motor | 10HDB21AF001 | PRODUCTION
20HDB21AF001KF | Bed ash fines pneumatic conveyor | 20HDB21AF001 | PRODUCTION
20HDB21AF001-M01 | Bed ash fines pneumatic conveyor, motor | 20HDB21AF001 | PRODUCTION
10HDB30AT001KT | Recycled ash silo filter | 10HDB30AT001 | PRODUCTION
10HDC17AF001KF | Radiation pass ash pneumatic conveyor | 10HDC17AF001 | PRODUCTION
10HDC17AF001-M01 | Radiation pass ash pneumatic conveyor, motor | 10HDC17AF001 | PRODUCTION
20HDC17AF001KF | Radiation pass ash pneumatic conveyor | 20HDC17AF001 | PRODUCTION
20HDC17AF001-M01 | Radiation pass ash pneumatic conveyor, motor | 20HDC17AF001 | PRODUCTION
10HDC27AF001KF | Horizontal pass ash pneumatic conveyor | 10HDC27AF001 | PRODUCTION
10HDC27AF001-M01 | Horizontal pass ash pneumatic conveyor, motor | 10HDC27AF001 | PRODUCTION
20HDC27AF001KF | Horizontal pass ash pneumatic conveyor | 20HDC27AF001 | PRODUCTION
20HDC27AF001-M01 | Horizontal pass ash pneumatic conveyor, motor | 20HDC27AF001 | PRODUCTION
10HDC32AA002KA | Ball Valve | 10HDC32AA002 | PRODUCTION
20HDC32AA002KA | Ball Valve | 20HDC32AA002 | PRODUCTION
10HDC32AF001-M01 | 3rd pass ash pneumatic conveyor - Motor | 10HDC32AF001 | PRODUCTION
20HDC32AF001-M01 | 3rd pass ash pneumatic conveyor - Motor | 20HDC32AF001 | PRODUCTION
10HDC41AF001KF | ESP ash pneumatic conveyor | 10HDC41AF001 | PRODUCTION
10HDC41AF001-M01 | ESP ash pneumatic conveyor, motor | 10HDC41AF001 | PRODUCTION
20HDC41AF001KF | ESP ash pneumatic conveyor | 20HDC41AF001 | PRODUCTION
20HDC41AF001-M01 | ESP ash pneumatic conveyor, motor | 20HDC41AF001 | PRODUCTION
10HDC50AN001KN | Fly ash silo filter fan - Motor | 10HDC50AN001 | PRODUCTION |  |  | Dust extraction filter with fan: FNB4J21
20HDC50AN001KN | Fly ash silo fan | 20HDC50AN001 | PRODUCTION |  |  | Dust extraction filter with fan: FNB4J21
10HDC50AT001KT | Dust extraction filter | 10HDC50AT001 | PRODUCTION |  | 01FN180002219 | FNB4J21
10HDC50AT001-M01 | Fly ash silo filter - Motor | 10HDC50AT001 | PRODUCTION |  |  | FNB4J21
20HDC50AT001-M01 | Fly ash silo filter - Motor | 20HDC50AT001 | PRODUCTION |  |  | FNB4J21
10HDC53BR001MR | Fly ash moistening screw line | 10HDC53BR001 | PRODUCTION |  |  | FAH 900
20HDC53BR001MR | Fly ash moistening screw line | 20HDC53BR001 | PRODUCTION |  |  | FAH 900
10HDC56AF001KF | Residue pneumatic conveyor | 10HDC56AF001 | PRODUCTION
10HDC56AF001-M01 | Residue pneumatic conveyor, motor | 10HDC56AF001 | PRODUCTION
20HDC56AF001KF | Residue pneumatic conveyor | 20HDC56AF001 | PRODUCTION
20HDC56AF001-M01 | Residue pneumatic conveyor, motor | 20HDC56AF001 | PRODUCTION
10HDC57AF003KF | Residue container leveller | 10HDC57AF003 | PRODUCTION
10HDC57AF003-M01 | Residue container leveller, motor | 10HDC57AF003 | PRODUCTION
10HDC57AF003MG | Residue container leveller, gear | 10HDC57AF003 | PRODUCTION
20HDC57AF003KF | Residue container leveller | 20HDC57AF003 | PRODUCTION
20HDC57AF003-M01 | Residue container leveller, motor | 20HDC57AF003 | PRODUCTION
20HDC57AF003MG | Residue container leveller, gear | 20HDC57AF003 | PRODUCTION
10HDC57BR901MR | Manually lifted sealing flange | 10HDC57BR901 | PRODUCTION
10HFD10AT001KT | Sand silo filter | 10HFD10AT001 | PRODUCTION
20HFD10AT001KT | Sand silo filter | 20HFD10AT001 | PRODUCTION
10HTP22AF001-M01 | Bag filter ash pneumatic conveyor - Motor | 10HTP22AF001 | PRODUCTION
20HTP22AF001-M01 | Bag filter ash pneumatic conveyor - Motor | 20HTP22AF001 | PRODUCTION
20QFB80AA001KA | Ball Valve | 20QFB80AA001 | PRODUCTION |  |  | R½", 20M-20C
10BBT10-T | UNIT AUXILIARY TRANSFORMER #1 | 10BBT10 | PRODUCTION |  | ADA1426004-00 | 3-phase oil immersed hermetically sealed,12.8/16 MVA, 11/11. | Winding conductor:COPPER
20BBT10-T | UNIT AUXILIARY TRANSFORMER #2 | 20BBT10 | PRODUCTION |  | ADA1426004-00 | 3-phase oil immersed hermetically sealed,12.8/16 MVA, 11/11. | Winding conductor:COPPER
10BBY20-A | RTCC PANEL FOR UAT-1 | 10BBY20 | PRODUCTION |  |  | IP54, RAL 7035
20BBY20-A | RTCC PANEL FOR UAT-2 | 20BBY20 | PRODUCTION |  |  | IP54, RAL 7035
10BFT11-T | VFD TRANSFORMER #1 | 10BFT11 | PRODUCTION |  | ADA1419037-00 | 3-phase oil immersed,4000/2000/2000kVA, 11/0725/0725kV | Winding conductor:COPPER
20BFT11-T | VFD TRANSFORMER #2 | 20BFT11 | PRODUCTION |  | ADA1419037-00 | 3-phase oil immersed,4000/2000/2000kVA, 11/0725/0725kV | Winding conductor:COPPER
10BFT12-T | VFD TRANSFORMER #3 | 10BFT12 | PRODUCTION |  |  | 3-phase oil immersed,5000/2500/2500kVA, 11/0725/0725kV | Winding conductor:COPPER
20BFT12-T | VFD TRANSFORMER #4 | 20BFT12 | PRODUCTION |  |  | 3-phase oil immersed,5000/2500/2500kVA, 11/0725/0725kV | Winding conductor:COPPER
10BFT21-T | UNIT SERVICE TRANSFORMER # 1 . | 10BFT21 | PRODUCTION |  | ADA1415037-00 | 3-phase oil immersed,2000kVA, 11/0420kV | Winding conductor:COPPER
20BFT21-T | UNIT SERVICE TRANSFORMER NO. 2 | 20BFT21 | PRODUCTION |  | ADA1415037-00 | 3-phase oil immersed,2000kVA, 11/0420kV | Winding conductor:COPPER
10BFT31-T | Bagfilter Service Transformer-1 | 10BFT31 | PRODUCTION |  | ADA1415037-00 | 3-phase oil immersed,1600kVA, 11/0420kV | Winding conductor:COPPER
20BFT31-T | Bagfilter Service Transformer -2 | 20BFT31 | PRODUCTION |  | ADA1415037-00 | 3-phase oil immersed,1600kVA, 11/0420kV | Winding conductor:COPPER
00BHT11-T | STATION SERVICE TRANSFORMER #1 | 00BHT11 | PRODUCTION |  | ADA1414041-00 | 3-phase oil immersed ,2000kVA, 11/0420kV | Winding conductor:COPPER
00BHT12-T | STATION SERVICE TRANSFORMER #2 | 00BHT12 | PRODUCTION |  | ADA1414041-00 | 3-phase oil immersed ,2000kVA, 11/0420kV | Winding conductor:COPPER
00BHT21-T | CW SERVICE TRANSFORMER #1 | 00BHT21 | PRODUCTION |  | ADA1414041-00 | 3-phase oil immersed,1600kVA, 11/0420kV | Winding conductor:COPPER
00BHT22-T | LT AUX TRANSFORMER #2 FOR 400V CW PMCC | 00BHT22 | PRODUCTION |  | ADA1414041-00 | 3-phase oil immersed,1600kVA, 11/0420kV, | Winding conductor:COPPER
00BHT23-T | LT AUX TRANSFORMER #3FOR 400V CW PMCC | 00BHT23 | PRODUCTION |  | ADA1414041-00 | 3-phase oil immersed,1600kVA, 11/0420kV, | Winding conductor:COPPER
10CJJ10GH001-A01 | Turbine 10CJJ10GH001 Cabinet | 10CJJ10GH001 | PRODUCTION |  |  | T-3000
20CJJ10GH001-A01 | Turbine 20CJJ10GH001 Cabinet | 20CJJ10GH001 | PRODUCTION |  |  | T-3000
10CJJ20GH001-A01 | Turbine 10CJJ20GH001 Cabinet | 10CJJ20GH001 | PRODUCTION |  |  | T-3000
20CJJ20GH001-A01 | Turbine 20CJJ20GH001 Cabinet | 20CJJ20GH001 | PRODUCTION |  |  | T-3000
00EAD10GH001-A01 | Peat Receiving Station 1 | 00EAD10GH001 | PRODUCTION |  |  | KL 1502.510 | RAL-7032
00EAD20GH001-A01 | Peat Receiving Station 1 | 00EAD20GH001 | PRODUCTION |  |  | KL 1502.510 | RAL-7032
10EBA10GH001-A01 | Peat Transportation to Silos | 10EBA10GH001 | PRODUCTION |  |  | KL 1502.510 | RAL-7032
10EBA10GH002-A01 | Peat Transportation to Silos | 10EBA10GH002 | PRODUCTION |  |  | KL 1502.510 | RAL-7032
00EBA11GH001-A01 | Peat Receiving Station 1 | 00EBA11GH001 | PRODUCTION |  |  | KL 1502.510 | RAL-7032
10EBA11GH001-A01 | Peat Transportation to Silos | 10EBA11GH001 | PRODUCTION |  |  | KL 1502.510 | RAL-7032
10EBA12GH001-A01 | Peat Transportation to Silos | 10EBA12GH001 | PRODUCTION |  |  | KL 1502.510 | RAL-7032
10EBA20GH001-A01 | Peat Transportation to Silos | 10EBA20GH001 | PRODUCTION |  |  | KL 1502.510 | RAL-7032
00EBA21GH001-A01 | Peat Receiving Station 2 | 00EBA21GH001 | PRODUCTION |  |  | KL 1502.510 | RAL-7032
10EBA21GH001-A01 | Peat Transportation to Silos | 10EBA21GH001 | PRODUCTION |  |  | KL 1502.510 | RAL-7032
10EBA22GH001-A01 | Peat Transportation to Silos | 10EBA22GH001 | PRODUCTION |  |  | KL 1502.510 | RAL-7032
00EBA31GH001-A01 | Screening Area | 00EBA31GH001 | PRODUCTION |  |  | KL 1502.510 | RAL-7032
00EBA32GH001-A01 | Magnet Screening Area | 00EBA32GH001 | PRODUCTION |  |  | KL 1502.510 | RAL-7032
00EBA41GH001-A01 | Peat transportation to silos | 00EBA41GH001 | PRODUCTION |  |  | KL 1502.510 | RAL-7032
00EBA41GH002-A01 | Peat transportation to silos | 00EBA41GH002 | PRODUCTION |  |  | KL 1502.510 | RAL-7032
00EBA41GH003-A01 | Peat transportation to silos | 00EBA41GH003 | PRODUCTION |  |  | KL 1502.510 | RAL-7032
00EBA41GH004-A01 | Peat transportation to silos | 00EBA41GH004 | PRODUCTION |  |  | KL 1502.510 | RAL-7032
00EBA41GH005-A01 | Peat transportation to silos | 00EBA41GH005 | PRODUCTION |  |  | KL 1502.510 | RAL-7032
00EBA41GH006-A01 | Peat transportation to silos | 00EBA41GH006 | PRODUCTION |  |  | KL 1502.510 | RAL-7032
00EBA41GH007-A01 | Peat transportation to silos | 00EBA41GH007 | PRODUCTION |  |  | KL 1502.510 | RAL-7032
00EBA41GH011-A01 | Peat transportation to silos | 00EBA41GH011 | PRODUCTION |  |  | KL 1502.510 | RAL-7032
00EBA41GH012-A01 | Peat transportation to silos | 00EBA41GH012 | PRODUCTION |  |  | KL 1502.510 | RAL-7032
00EBA41GH013-A01 | Peat transportation to silos | 00EBA41GH013 | PRODUCTION |  |  | KL 1502.510 | RAL-7032
00EBA41GH014-A01 | Peat transportation to silos | 00EBA41GH014 | PRODUCTION |  |  | KL 1502.510 | RAL-7032
00EBA42GH001-A01 | Peat transportation to silos | 00EBA42GH001 | PRODUCTION |  |  | KL 1502.510 | RAL-7032
00EBD31GH001-A01 | Screening Area | 00EBD31GH001 | PRODUCTION |  |  | KL 1502.510 | RAL-7032
00EBD32GH001-A01 | Screening Area | 00EBD32GH001 | PRODUCTION |  |  | KL 1502.510 | RAL-7032
00EBD34GH001-A01 | Screening Area | 00EBD34GH001 | PRODUCTION |  |  | KL 1502.510 | RAL-7032
10HDB20GA001-A01 | Control cabinet | 10HDB20GA001 | PRODUCTION
20HDB20GA001-A01 | Control cabinet | 20HDB20GA001 | PRODUCTION
10HDC32GA001-A01 | Control cabinet | 10HDC32GA001 | PRODUCTION
20HDC32GA001-A01 | Control cabinet | 20HDC32GA001 | PRODUCTION
10HDC50GA101-A01 | Control box | 10HDC50GA101 | PRODUCTION |  |  | XB4 / Telemecanique
20HDC50GA101-A01 | Control box | 20HDC50GA101 | PRODUCTION |  |  | XB4 / Telemecanique
10HDC50GA102-A01 | Control box | 10HDC50GA102 | PRODUCTION |  |  | XB4-BA3311 & XB4-BA4322 & XB4-BC2+ZB4-BZ1414/ Telemecanique
20HDC50GA102-A01 | Control box | 20HDC50GA102 | PRODUCTION |  |  | XB4-BA3311 & XB4-BA4322 & XB4-BC2+ZB4-BZ1414/ Telemecanique
10HJA10GH001-A01 | Start-up burner 1 control cabinet | 10HJA10GH001 | PRODUCTION |  |  | Stainless steel Rittal 760x760x300
20HJA20GH001-A01 | Start-up burner 2 control cabinet | 20HJA20GH001 | PRODUCTION |  |  | Stainless steel Rittal 760x760x300
10HTP10GA001-J01 | Bag filter ash pneumatic conveyor, local control box | 10HTP10GA001 | PRODUCTION
20HTP10GA001-J01 | Bag filter ash pneumatic conveyor, local control - "Conveying is on-going" bus signal from DCS to PLC | 20HTP10GA001 | PRODUCTION
10HTP20GA001-A01 | Control cabinet | 10HTP20GA001 | PRODUCTION
10HTP20GA001-J01 | Control cabinet | 10HTP20GA001 | PRODUCTION
20HTP20GA001-A01 | Control cabinet | 20HTP20GA001 | PRODUCTION
20HTP20GA001-J01 | Control cabinet | 20HTP20GA001 | PRODUCTION
00GBD59CL001-U01 | Level Transmitter | 00GBD59CL001 | PRODUCTION |  |  | 7ML5221-2BA11 | PVDF
00GBD59CL002-U01 | Level Transmitter | 00GBD59CL002 | PRODUCTION |  |  | 7ML5221-2BA11 | PVDF
00GBD59CQ001-U01 | Flow Transmitter | 00GBD59CQ001 | PRODUCTION |  |  | 7ME3723-1HJ11-1UA3-Z A01+B11+E02+F01+J61+K24+R51+S30 | SS
00GCR59CL003-U01 | Level Transmitter | 00GCR59CL003 | PRODUCTION |  |  | 7ML5221-2BA11 | PVDF
00GCR59CL004-U01 | Level Transmitter | 00GCR59CL004 | PRODUCTION |  |  | 7ML5221-2BA11 | PVDF
00GMA59CL005-U01 | Level Transmitter | 00GMA59CL005 | PRODUCTION |  |  | 7ML5221-2BA11 | PVDF
00GMA59CL006-U01 | Level Transmitter | 00GMA59CL006 | PRODUCTION |  |  | 7ML5221-2BA11 | PVDF
10LAA10AA204-Y01 | Solenoid valve for deaerator overflow vlv | 10LAA10AA204 | PRODUCTION |  |  | 30301-2.2-2R-24VDC-16
20LAA10AA204-Y01 | Solenoid valve for deaerator overflow vlv | 20LAA10AA204 | PRODUCTION |  |  | 30301-2.2-2R-24VDC-16
10LBF26AA103-Y01 | Solenoid Valve for Bypass Spray water shut off valve | 10LBF26AA103 | PRODUCTION |  |  | 30308-5-2R-24VDC-16
20LBF26AA103-Y01 | Solenoid Valve for Bypass Spray water shut off valve | 20LBF26AA103 | PRODUCTION |  |  | 30308-5-2R-24VDC-16
10LBF26AA105-Y01 | Trip Open Solenoid Valve for Bypass Spray water Control valve | 10LBF26AA105 | PRODUCTION |  |  | 30308-5-2R-24VDC-16
10LBF26AA105-Y02 | Trip close Solenoid Valve for Bypass Spray water Control valve | 10LBF26AA105 | PRODUCTION |  |  | 30308-5-2R-24VDC-16
20LBF26AA105-Y01 | Trip Open Solenoid Valve for Bypass Spray water Control valve | 20LBF26AA105 | PRODUCTION |  |  | 30308-5-2R-24VDC-16
20LBF26AA105-Y02 | Trip close Solenoid Valve for Bypass Spray water Control valve | 20LBF26AA105 | PRODUCTION |  |  | 30308-5-2R-24VDC-16
10LBF50AA101-Y01 | Trip Open Solenoid Valve for HP Bypassr Control valve | 10LBF50AA101 | PRODUCTION |  |  | 30308-5-2R-24VDC-16
10LBF50AA101-Y02 | Trip close Solenoid Valve for HP Bypassr Control valve | 10LBF50AA101 | PRODUCTION |  |  | 30308-5-2R-24VDC-16
20LBF50AA101-Y01 | Trip Open Solenoid Valve for HP Bypassr Control valve | 20LBF50AA101 | PRODUCTION |  |  | 30308-5-2R-24VDC-16
00GBN59AP005-M01 | Lime Dosing Pump 1 | 00GBN59AP005 | PRODUCTION |  |  | SAP01561CI07R3A100 | CI
20LBF50AA101-Y02 | Trip close Solenoid Valve for HP Bypassr Control valve | 20LBF50AA101 | PRODUCTION |  |  | 30308-5-2R-24VDC-16
10LBQ10AA003-Y01 | Solenoid Valve for Bleed 3 to HP Heater QCNRV | 10LBQ10AA003 | PRODUCTION |  |  | 30301-2.2-2R-24VDC-16 | A516 GR.60
10LBQ10AA003-Y02 | Solenoid Valve for Bleed 3 to HP Heater QCNRV-Test | 10LBQ10AA003 | PRODUCTION |  |  | 30301-2.2-2R-24VDC-16 | A516 GR.60
20LBQ10AA003-Y01 | Solenoid Valve for Bleed 3 to HP Heater QCNRV | 20LBQ10AA003 | PRODUCTION |  |  | 30301-2.2-2R-24VDC-16 | A516 GR.60
20LBQ10AA003-Y02 | Solenoid Valve for Bleed 3 to HP Heater QCNRV-Test | 20LBQ10AA003 | PRODUCTION |  |  | 30301-2.2-2R-24VDC-16 | A516 GR.60
10LBS30AA003-Y01 | Solenoid Valve for Bleed 2 to deaerator QCNRV | 10LBS30AA003 | PRODUCTION |  |  | 30301-2.2-2R-24VDC-16 | A516 GR.60
10LBS30AA003-Y02 | Solenoid Valve for Bleed 2 to deaerator QCNRV-Test | 10LBS30AA003 | PRODUCTION |  |  | 30301-2.2-2R-24VDC-16 | A516 GR.60
20LBS30AA003-Y01 | Solenoid Valve for Bleed 2 to deaerator QCNRV | 20LBS30AA003 | PRODUCTION |  |  | 30301-2.2-2R-24VDC-16 | A516 GR.60
20LBS30AA003-Y02 | Solenoid Valve for Bleed 2 to deaerator QCNRV-Test | 20LBS30AA003 | PRODUCTION |  |  | 30301-2.2-2R-24VDC-16 | A516 GR.60
10LCE55AA202-Y01 | Solenoid Valve for Exhaust Hood Spray vlv | 10LCE55AA202 | PRODUCTION |  |  | 30301-2.2-2R-24VDC-16
20LCE55AA202-Y01 | Solenoid Valve for Exhaust Hood Spray vlv | 20LCE55AA202 | PRODUCTION |  |  | 30301-2.2-2R-24VDC-16
10MAG10AA201-Y01 | Solenoid valve for vaccum breaker valve | 10MAG10AA201 | PRODUCTION |  |  | 30301-2.2-2R-24VDC-16
20MAG10AA201-Y01 | Solenoid valve for vaccum breaker valve | 20MAG10AA201 | PRODUCTION |  |  | 30301-2.2-2R-24VDC-16
10QUC10AA100KA | Solenoid Valve | 10QUC10AA100 | PRODUCTION |  |  | 30301-2.5-2R-B5-230VAC | SS316
20QUC10AA100KA | Solenoid Valve | 20QUC10AA100 | PRODUCTION |  |  | 30301-2.5-2R-B5-230VAC | SS316
10QUC10CT302QP | Temperature Gauge | 10QUC10CT302 | PRODUCTION |  |  | CB-F-4-4NM | SS316
20QUC10CT302QP | Temperature Gauge | 20QUC10CT302 | PRODUCTION |  |  | CB-F-4-4NM | SS316
10QUC11AA100KA | Solenoid Valve | 10QUC11AA100 | PRODUCTION |  |  | 30301-2.5-2R-B5-230VAC | SS316
20QUC11AA100KA | Solenoid Valve | 20QUC11AA100 | PRODUCTION |  |  | 30301-2.5-2R-B5-230VAC | SS316
10QUC11AA101KA | Solenoid Valve For Continuity Sequencing | 10QUC11AA101 | PRODUCTION |  |  | 30301-2.5-2R-B5-230VAC | SS316
20QUC11AA101KA | Solenoid Valve For Continuity Sequencing | 20QUC11AA101 | PRODUCTION |  |  | 30301-2.5-2R-B5-230VAC | SS316
10QUC11AA102KA | Solenoid Valve (For Silica Analyzer Sequencing) | 10QUC11AA102 | PRODUCTION |  |  | 30301-2.5-2R-B5-230VAC | SS316
20QUC11AA102KA | Solenoid Valve (For Silica Analyzer Sequencing) | 20QUC11AA102 | PRODUCTION |  |  | 30301-2.5-2R-B5-230VAC | SS316
10QUC12AA100KA | Solenoid Valve | 10QUC12AA100 | PRODUCTION |  |  | 30301-2.5-2R-B5-230VAC | SS316
20QUC12AA100KA | Solenoid Valve | 20QUC12AA100 | PRODUCTION |  |  | 30301-2.5-2R-B5-230VAC | SS316
10QUC14AA100KA | Solenoid Valve | 10QUC14AA100 | PRODUCTION |  |  | 30301-2.5-2R-B5-230VAC | SS316
20QUC14AA100KA | Solenoid Valve | 20QUC14AA100 | PRODUCTION |  |  | 30301-2.5-2R-B5-230VAC | SS316
10QUC15AA100KA | Solenoid Valve | 10QUC15AA100 | PRODUCTION |  |  | 30301-2.5-2R-B5-230VAC | SS316
20QUC15AA100KA | Solenoid Valve | 20QUC15AA100 | PRODUCTION |  |  | 30301-2.5-2R-B5-230VAC | SS316
10QUC16AA100KA | Solenoid Valve | 10QUC16AA100 | PRODUCTION |  |  | 30301-2.5-2R-B5-230VAC | SS316
20QUC16AA100KA | Solenoid Valve | 20QUC16AA100 | PRODUCTION |  |  | 30301-2.5-2R-B5-230VAC | SS316
10QUD10AA100KA | Solenoid Valve | 10QUD10AA100 | PRODUCTION |  |  | 30301-2.5-2R-B5-230VAC | SS316
20QUD10AA100KA | Solenoid Valve | 20QUD10AA100 | PRODUCTION |  |  | 30301-2.5-2R-B5-230VAC | SS316
10QUD10AA101KA | Solenoid Valve (For Silica Analyzer Sequencing) | 10QUD10AA101 | PRODUCTION |  |  | 30301-2.5-2R-B5-230VAC | SS316
20QUD10AA101KA | Solenoid Valve (For Silica Analyzer Sequencing) | 20QUD10AA101 | PRODUCTION |  |  | 30301-2.5-2R-B5-230VAC | SS316
10QUE10AA100KA | Solenoid Valve | 10QUE10AA100 | PRODUCTION |  |  | 30301-2.5-2R-B5-230VAC | SS316
20QUE10AA100KA | Solenoid Valve | 20QUE10AA100 | PRODUCTION |  |  | 30301-2.5-2R-B5-230VAC | SS316
10QUF10AA100KA | Solenoid Valve | 10QUF10AA100 | PRODUCTION |  |  | 30301-2.5-2R-B5-230VAC | SS316
20QUF10AA100KA | Solenoid Valve | 20QUF10AA100 | PRODUCTION |  |  | 30301-2.5-2R-B5-230VAC | SS316
10QUF10AA101KA | Solenoid Valve (For Sodium Analyzer Sequencing) | 10QUF10AA101 | PRODUCTION |  |  | 30301-2.5-2R-B5-230VAC | SS316
20QUF10AA101KA | Solenoid Valve (For Sodium Analyzer Sequencing) | 20QUF10AA101 | PRODUCTION |  |  | 30301-2.5-2R-B5-230VAC | SS316
10QUF10AA102KA | Solenoid Valve (For Silica Analyzer Sequencing) | 10QUF10AA102 | PRODUCTION |  |  | 30301-2.5-2R-B5-230VAC | SS316
20QUF10AA102KA | Solenoid Valve (For Silica Analyzer Sequencing) | 20QUF10AA102 | PRODUCTION |  |  | 30301-2.5-2R-B5-230VAC | SS316
00GBN59AP006-M01 | Lime Dosing Pump 2 | 00GBN59AP006 | PRODUCTION |  |  | SAP01561CI07R3A100 | CI
00GHB11AA201-M01 | CT Make up BFV MOV | 00GHB11AA201 | PRODUCTION |  |  | IQ210F10B4WT
10GHC03AA001-Y01 | Hotwell initial fill line - Unit 1 | 10GHC03AA001 | PRODUCTION |  |  | IQ2 10 F10 A WT
10GHC06AA001-Y01 | DMCW Makeup line Unit-1 Gate MOV | 10GHC06AA001 | PRODUCTION |  |  | IQ2 10 F10 A WT
20GHC06AA001-Y01 | DMCW Makeup line Unit-2 Gate MOV | 20GHC06AA001 | PRODUCTION |  |  | IQ2 10 F10 A WT
20GHC08AA001-Y01 | Hotwell initial fill line - Unit 2 | 20GHC08AA001 | PRODUCTION |  |  | IQ210F10AWT
10HLA31AA001KA | Shut-off valve | 10HLA31AA001 | PRODUCTION |  |  | s.85 | Brass
20HLA31AA001KA | Shut-off valve | 20HLA31AA001 | PRODUCTION |  |  | s.85 | Brass
10HJN11AA003KA | By-pass valve | 10HJN11AA003 | PRODUCTION |  |  | Needle valve 46202 | EN1.4404
20HJN11AA003KA | By-pass valve | 20HJN11AA003 | PRODUCTION |  |  | Needle valve 46202 | EN1.4404
10HJN21AA003KA | By-pass valve | 10HJN21AA003 | PRODUCTION |  |  | Needle valve 46202 | EN1.4404
20HJN21AA003KA | By-pass valve | 20HJN21AA003 | PRODUCTION |  |  | Needle valve 46202 | EN1.4404
00GTN59AP001KP | Pac dosing pump?1 | 00GTN59AP001 | PRODUCTION |  |  | SDP 5-6 / METERING PUMP | PP
00GTN59AP002KP | Pac dosing pump?2 | 00GTN59AP002 | PRODUCTION |  |  | SDP 5-6 / METERING PUMP | PP
00GMA59BB002KD | Slope Oil Tank | 00GMA59BB002 | PRODUCTION |  |  | CCWS-100.01 | HDPE
00GTS59BB017KD | Oil collection chamber | 00GTS59BB017 | PRODUCTION |  |  |  | HDPE
10HFE11AA001KA | Damper | 10HFE11AA001 | PRODUCTION |  | 17-11875-37714 | Butterfly damper | S235JR
20HFE11AA001KA | Damper | 20HFE11AA001 | PRODUCTION |  | 17-11875-37714 | Butterfly damper | S235JR
10HFE11AA002KA | Damper | 10HFE11AA002 | PRODUCTION |  | 17-11875-37714 | Butterfly damper | S235JR
20HFE11AA002KA | Damper | 20HFE11AA002 | PRODUCTION |  | 17-11875-37714 | Butterfly damper | S235JR
10HFE11AA003KA | Damper | 10HFE11AA003 | PRODUCTION |  | 17-11875-37714 | Butterfly damper | S235JR
20HFE11AA003KA | Damper | 20HFE11AA003 | PRODUCTION |  | 17-11875-37714 | Butterfly damper | S235JR
10HFE11AA004KA | Damper | 10HFE11AA004 | PRODUCTION |  | 17-11875-37714 | Butterfly damper | S235JR
20HFE11AA004KA | Damper | 20HFE11AA004 | PRODUCTION |  | 17-11875-37714 | Butterfly damper | S235JR
10HFE11AA005KA | Damper | 10HFE11AA005 | PRODUCTION |  | 17-11875-37714 | Butterfly damper | S235JR
20HFE11AA005KA | Damper | 20HFE11AA005 | PRODUCTION |  | 17-11875-37714 | Butterfly damper | S235JR
10HFE11AA006KA | Damper | 10HFE11AA006 | PRODUCTION |  | 17-11875-37714 | Butterfly damper | S235JR
20HFE11AA006KA | Damper | 20HFE11AA006 | PRODUCTION |  | 17-11875-37714 | Butterfly damper | S235JR
10HFE11AA007KA | Damper | 10HFE11AA007 | PRODUCTION |  | 17-11875-37714 | Butterfly damper | S235JR
20HFE11AA007KA | Damper | 20HFE11AA007 | PRODUCTION |  | 17-11875-37714 | Butterfly damper | S235JR
10HFE12AA001KA | Damper | 10HFE12AA001 | PRODUCTION |  | 17-11875-37714 | Butterfly damper | S235JR
20HFE12AA001KA | Damper | 20HFE12AA001 | PRODUCTION |  | 17-11875-37714 | Butterfly damper | S235JR
10HFE12AA002KA | Damper | 10HFE12AA002 | PRODUCTION |  | 17-11875-37714 | Butterfly damper | S235JR
20HFE12AA002KA | Damper | 20HFE12AA002 | PRODUCTION |  | 17-11875-37714 | Butterfly damper | S235JR
10HFE12AA003KA | Damper | 10HFE12AA003 | PRODUCTION |  | 17-11875-37714 | Butterfly damper | S235JR
20HFE12AA003KA | Damper | 20HFE12AA003 | PRODUCTION |  | 17-11875-37714 | Butterfly damper | S235JR
10HFE12AA004KA | Damper | 10HFE12AA004 | PRODUCTION |  | 17-11875-37714 | Butterfly damper | S235JR
20HFE12AA004KA | Damper | 20HFE12AA004 | PRODUCTION |  | 17-11875-37714 | Butterfly damper | S235JR
10HFE12AA005KA | Damper | 10HFE12AA005 | PRODUCTION |  | 17-11875-37714 | Butterfly damper | S235JR
20HFE12AA005KA | Damper | 20HFE12AA005 | PRODUCTION |  | 17-11875-37714 | Butterfly damper | S235JR
10HFE12AA006KA | Damper | 10HFE12AA006 | PRODUCTION |  | 17-11875-37714 | Butterfly damper | S235JR
20HFE12AA006KA | Damper | 20HFE12AA006 | PRODUCTION |  | 17-11875-37714 | Butterfly damper | S235JR
10HFE12AA007KA | Damper | 10HFE12AA007 | PRODUCTION |  | 17-11875-37714 | Butterfly damper | S235JR
20HFE12AA007KA | Damper | 20HFE12AA007 | PRODUCTION |  | 17-11875-37714 | Butterfly damper | S235JR
10HFE13AA001KA | Damper | 10HFE13AA001 | PRODUCTION |  | 17-11875-37714 | Butterfly damper | S235JR
20HFE13AA001KA | Damper | 20HFE13AA001 | PRODUCTION |  | 17-11875-37714 | Butterfly damper | S235JR
10HFE13AA002KA | Damper | 10HFE13AA002 | PRODUCTION |  | 17-11875-37714 | Butterfly damper | S235JR
20HFE13AA002KA | Damper | 20HFE13AA002 | PRODUCTION |  | 17-11875-37714 | Butterfly damper | S235JR
10HFE13AA003KA | Damper | 10HFE13AA003 | PRODUCTION |  | 17-11875-37714 | Butterfly damper | S235JR
20HFE13AA003KA | Damper | 20HFE13AA003 | PRODUCTION |  | 17-11875-37714 | Butterfly damper | S235JR
10HFE13AA004KA | Damper | 10HFE13AA004 | PRODUCTION |  | 17-11875-37714 | Butterfly damper | S235JR
20HFE13AA004KA | Damper | 20HFE13AA004 | PRODUCTION |  | 17-11875-37714 | Butterfly damper | S235JR
10HFE13AA005KA | Damper | 10HFE13AA005 | PRODUCTION |  | 17-11875-37714 | Butterfly damper | S235JR
20HFE13AA005KA | Damper | 20HFE13AA005 | PRODUCTION |  | 17-11875-37714 | Butterfly damper | S235JR
10HFE13AA006KA | Damper | 10HFE13AA006 | PRODUCTION |  | 17-11875-37714 | Butterfly damper | S235JR
20HFE13AA006KA | Damper | 20HFE13AA006 | PRODUCTION |  | 17-11875-37714 | Butterfly damper | S235JR
10HFE13AA007KA | Damper | 10HFE13AA007 | PRODUCTION |  | 17-11875-37714 | Butterfly damper | S235JR
20HFE13AA007KA | Damper | 20HFE13AA007 | PRODUCTION |  | 17-11875-37714 | Butterfly damper | S235JR
10HFE14AA001KA | Damper | 10HFE14AA001 | PRODUCTION |  | 17-11875-37714 | Butterfly damper | S235JR
20HFE14AA001KA | Damper | 20HFE14AA001 | PRODUCTION |  | 17-11875-37714 | Butterfly damper | S235JR
10HFE14AA002KA | Damper | 10HFE14AA002 | PRODUCTION |  | 17-11875-37714 | Butterfly damper | S235JR
20HFE14AA002KA | Damper | 20HFE14AA002 | PRODUCTION |  | 17-11875-37714 | Butterfly damper | S235JR
10HFE14AA003KA | Damper | 10HFE14AA003 | PRODUCTION |  | 17-11875-37714 | Butterfly damper | S235JR
20HFE14AA003KA | Damper | 20HFE14AA003 | PRODUCTION |  | 17-11875-37714 | Butterfly damper | S235JR
10HFE14AA004KA | Damper | 10HFE14AA004 | PRODUCTION |  | 17-11875-37714 | Butterfly damper | S235JR
20HFE14AA004KA | Damper | 20HFE14AA004 | PRODUCTION |  | 17-11875-37714 | Butterfly damper | S235JR
10HFE14AA005KA | Damper | 10HFE14AA005 | PRODUCTION |  | 17-11875-37714 | Butterfly damper | S235JR
20HFE14AA005KA | Damper | 20HFE14AA005 | PRODUCTION |  | 17-11875-37714 | Butterfly damper | S235JR
10HFE14AA006KA | Damper | 10HFE14AA006 | PRODUCTION |  | 17-11875-37714 | Butterfly damper | S235JR
20HFE14AA006KA | Damper | 20HFE14AA006 | PRODUCTION |  | 17-11875-37714 | Butterfly damper | S235JR
10HFE14AA007KA | Damper | 10HFE14AA007 | PRODUCTION |  | 17-11875-37714 | Butterfly damper | S235JR
20HFE14AA007KA | Damper | 20HFE14AA007 | PRODUCTION |  | 17-11875-37714 | Butterfly damper | S235JR
10HLA31AA251QN | Actuator, Control damper | 10HLA31AA251 | PRODUCTION |  |  | Neles Actuator - B1CU6/20 & Positioner-ND9103HNT
20HLA31AA251QN | Actuator, Control damper | 20HLA31AA251 | PRODUCTION |  |  | Neles Actuator - B1CU6/20 & Positioner-ND9103HNT
10HLA32AA251QN | Actuator, Control damper | 10HLA32AA251 | PRODUCTION |  |  | Neles Actuator - B1CU6/20 & Positioner-ND9103HN
20HLA32AA251QN | Actuator, Control damper | 20HLA32AA251 | PRODUCTION |  |  | Neles Actuator - B1CU6/20 & Positioner-ND9103HN
10HLA51AA001KA | Damper | 10HLA51AA001 | PRODUCTION |  | 17098-46057 | Butterfly damper | S235JR
20HLA51AA001KA | Damper | 20HLA51AA001 | PRODUCTION |  | 17098-46057 | Butterfly damper | S235JR
10HLA51AA002KA | Damper | 10HLA51AA002 | PRODUCTION |  | 17098-46057 | Butterfly damper | S235JR
20HLA51AA002KA | Damper | 20HLA51AA002 | PRODUCTION |  | 17098-46057 | Butterfly damper | S235JR
10HLA51AA003KA | Damper | 10HLA51AA003 | PRODUCTION |  | 17098-46057 | Butterfly damper | S235JR
20HLA51AA003KA | Damper | 20HLA51AA003 | PRODUCTION |  | 17098-46057 | Butterfly damper | S235JR
10HLA51AA004KA | Damper | 10HLA51AA004 | PRODUCTION |  | 17098-46057 | Butterfly damper | S235JR
20HLA51AA004KA | Damper | 20HLA51AA004 | PRODUCTION |  | 17098-46057 | Butterfly damper | S235JR
10HLA51AA041KA | Damper | 10HLA51AA041 | PRODUCTION |  | 17-11875-37714 | Butterfly damper | S235JR
20HLA51AA041KA | Damper | 20HLA51AA041 | PRODUCTION |  | 17-11875-37714 | Butterfly damper | S235JR
10HLA51AA043KA | Damper | 10HLA51AA043 | PRODUCTION |  | 17-11875-37714 | Butterfly damper | S235JR
20HLA51AA043KA | Damper | 20HLA51AA043 | PRODUCTION |  | 17-11875-37714 | Butterfly damper | S235JR
10HLA51AA251KA | Control Damper | 10HLA51AA251 | PRODUCTION |  | 17098-45999 | Butterfly damper | S235JR
10HLA51AA251-Y | Control damper | 10HLA51AA251 | PRODUCTION |  |  | Neles Actuator - B1JAU16/55-Z & Positioner-ND9106HNT/I56-K1 | S235JR
20HLA51AA251KA | Control Damper | 20HLA51AA251 | PRODUCTION |  |  | Butterfly damper | S235JR
20HLA51AA251-Y | Control Damper | 20HLA51AA251 | PRODUCTION |  | 17098-45999 | Neles Actuator - B1JAU16/55-Z & Positioner-ND9106HNT/I56-K1 | S235JR
10HLA52AA001KA | Damper | 10HLA52AA001 | PRODUCTION |  | 17098-46057 | Butterfly damper | S235JR
20HLA52AA001KA | Damper | 20HLA52AA001 | PRODUCTION |  | 17098-46057 | Butterfly damper | S235JR
10HLA52AA002KA | Damper | 10HLA52AA002 | PRODUCTION |  | 17098-46057 | Butterfly damper | S235JR
20HLA52AA002KA | Damper | 20HLA52AA002 | PRODUCTION |  | 17098-46057 | Butterfly damper | S235JR
10HLA52AA003KA | Damper | 10HLA52AA003 | PRODUCTION |  | 17098-46057 | Butterfly damper | S235JR
20HLA52AA003KA | Damper | 20HLA52AA003 | PRODUCTION |  | 17098-46057 | Butterfly damper | S235JR
10HLA52AA004KA | Damper | 10HLA52AA004 | PRODUCTION |  | 17098-46057 | Butterfly damper | S235JR
20HLA52AA004KA | Damper | 20HLA52AA004 | PRODUCTION |  | 17098-46057 | Butterfly damper | S235JR
10HLA52AA042KA | Damper | 10HLA52AA042 | PRODUCTION |  | 17-11875-37714 | Butterfly damper | S235JR
20HLA52AA042KA | Damper | 20HLA52AA042 | PRODUCTION |  | 17-11875-37714 | Butterfly damper | S235JR
10HLA52AA044KA | Damper | 10HLA52AA044 | PRODUCTION |  | 17-11875-37714 | Butterfly damper | S235JR
20HLA52AA044KA | Damper | 20HLA52AA044 | PRODUCTION |  | 17-11875-37714 | Butterfly damper | S235JR
10HLA52AA251KA | Control Damper | 10HLA52AA251 | PRODUCTION |  | 17098-45999 | Butterfly damper | S235JR
10HLA52AA251-Y | Control damper | 10HLA52AA251 | PRODUCTION |  |  | Neles Actuator - B1JAU16/55-Z & Positioner-ND9106HNT/I56-K1
20HLA52AA251-Y | Control damper | 20HLA52AA251 | PRODUCTION |  |  | Neles Actuator - B1JAU16/55-Z & Positioner-ND9106HNT/I56-K1
10HLA71AA001KA | Damper | 10HLA71AA001 | PRODUCTION |  | 17098-37752 | Butterfly damper | S235JR
20HLA71AA001KA | Damper | 20HLA71AA001 | PRODUCTION |  | 17098-37752 | Butterfly damper | S235JR
10HLA71AA002KA | Damper | 10HLA71AA002 | PRODUCTION |  | 17098-37752 | Butterfly damper | S235JR
20HLA71AA002KA | Damper | 20HLA71AA002 | PRODUCTION |  | 17098-37752 | Butterfly damper | S235JR
10HLA71AA003KA | Damper | 10HLA71AA003 | PRODUCTION |  | 17098-37752 | Butterfly damper | S235JR
20HLA71AA003KA | Damper | 20HLA71AA003 | PRODUCTION |  | 17098-37752 | Butterfly damper | S235JR
10HLA71AA004KA | Damper | 10HLA71AA004 | PRODUCTION |  | 17098-37752 | Butterfly damper | S235JR
20HLA71AA004KA | Damper | 20HLA71AA004 | PRODUCTION |  | 17098-37752 | Butterfly damper | S235JR
10HLA71AA251KA | Control Damper | 10HLA71AA251 | PRODUCTION |  | 17098-46061 | 17098-46061 | S235JR
10HLA71AA251-Y | Control damper | 10HLA71AA251 | PRODUCTION |  |  | Neles Actuator - B1JAU12/55-Z & Positioner-ND9106HNT/I56-K1
20HLA71AA251KA | Control Damper | 20HLA71AA251 | PRODUCTION |  |  | 17098-46061 | S235JR
20HLA71AA251-Y | Tertiary air, left wall flow Control damper - Damper position | 20HLA71AA251 | PRODUCTION |  |  | Neles Actuator - B1JAU12/55-Z & Positioner-ND9106HNT/I56-K1
10HLA72AA001KA | Damper | 10HLA72AA001 | PRODUCTION |  | 17098-37752 | Butterfly damper | S235JR
20HLA72AA001KA | Damper | 20HLA72AA001 | PRODUCTION |  | 17098-37752 | Butterfly damper | S235JR
10HLA72AA002KA | Damper | 10HLA72AA002 | PRODUCTION |  | 17098-37752 | Butterfly damper | S235JR
20HLA72AA002KA | Damper | 20HLA72AA002 | PRODUCTION |  | 17098-37752 | Butterfly damper | S235JR
10HLA72AA003KA | Damper | 10HLA72AA003 | PRODUCTION |  | 17098-37752 | Butterfly damper | S235JR
20HLA72AA003KA | Damper | 20HLA72AA003 | PRODUCTION |  | 17098-37752 | Butterfly damper | S235JR
10HLA72AA004KA | Damper | 10HLA72AA004 | PRODUCTION |  | 17098-37752 | Butterfly damper | S235JR
20HLA72AA004KA | Damper | 20HLA72AA004 | PRODUCTION |  | 17098-37752 | Butterfly damper | S235JR
10HLA72AA251KA | Control Damper | 10HLA72AA251 | PRODUCTION |  | 17098-46061 | 17098-46061 | S235JR
10HLA72AA251-Y | Control damper | 10HLA72AA251 | PRODUCTION |  |  | Neles Actuator - B1JAU12/55-Z & Positioner-ND9106HNT/I56-K1
20HLA72AA251KA | Control Damper | 20HLA72AA251 | PRODUCTION |  |  | 17098-46061 | S235JR
20HLA72AA251-Y | Control Damper | 20HLA72AA251 | PRODUCTION |  |  | Neles Actuator - B1JAU12/55-Z & Positioner-ND9106HNT/I56-K1
10HNA40AA251QN | Actuator, Control damper | 10HNA40AA251 | PRODUCTION |  |  | Neles Actuator - B1JAU25/95-Z & Positioner-ND9106HNT/I56-K1
10HNA40AA251-Y | Control damper | 10HNA40AA251 | PRODUCTION |  |  | Neles Actuator - B1JAU25/95-Z & Positioner-ND9106HNT/I56-K1
20HNA40AA251QN | Actuator, Control damper | 20HNA40AA251 | PRODUCTION |  |  | Neles Actuator - B1JAU25/95-Z & Positioner-ND9106HNT/I56-K1
20HNA40AA251-Y | Control damper | 20HNA40AA251 | PRODUCTION |  |  | Neles Actuator - B1JAU25/95-Z & Positioner-ND9106HNT/I56-K1
10HNF10AA251-Y | Control damper | 10HNF10AA251 | PRODUCTION |  |  | Neles Actuator - B1JU16/55-Z & Positioner-ND9106HNT/I56-K1
20HNF10AA251-Y | Flue gas recirculation - Damper pos.indication to Bag filter PLC | 20HNF10AA251 | PRODUCTION |  |  | Neles Actuator - B1JU16/55-Z & Positioner-ND9106HNT/I56-K1
10HNF20AA201KA | On/Off Damper | 10HNF20AA201 | PRODUCTION |  | 17098-45937 | Butterfly damper | S235JR
10HNF20AA251KA | On/Off Damper | 10HNF20AA251 | PRODUCTION |  | 17098-45937 | 17098-45937 | S235JR
20HNF20AA251KA | On/Off Damper | 20HNF20AA251 | PRODUCTION |  |  | 17098-45937 | S235JR
10HNF21AA251KA | Control Damper | 10HNF21AA251 | PRODUCTION |  | 17098-203153 | Butterfly damper | S235JR
10HNF21AA251-Y | Control damper | 10HNF21AA251 | PRODUCTION |  |  | Neles Actuator - B1JU12/55-Z & Positioner-ND9106HNT/I56-K1
20HNF21AA251-Y | Control damper | 20HNF21AA251 | PRODUCTION |  |  | Neles Actuator - B1JU12/55-Z & Positioner-ND9106HNT/I56-K1
10HNF22AA251KA | Control Damper | 10HNF22AA251 | PRODUCTION |  | 17098-203136 | Butterfly damper | S235JR
10HNF22AA251-Y | Control damper | 10HNF22AA251 | PRODUCTION |  |  | Neles Actuator - B1JU8/35-Z & Positioner-ND9102HNT-I56-K1
20HNF22AA251-Y | Control damper | 20HNF22AA251 | PRODUCTION |  |  | Neles Actuator - B1JU8/35-Z & Positioner-ND9102HNT-I56-K1
10HNF40AA101KA | On/Off Damper | 10HNF40AA101 | PRODUCTION |  | 17098-45968 | 17098-45968 | S235JR
20HNF40AA101KA | On/Off Damper | 20HNF40AA101 | PRODUCTION |  |  | 17098-45968 | S235JR
10HJA10CG101-F01 | Limit switch | 10HJA10CG101 | PRODUCTION |  |  | Z4V7H 335-11z-2138
20HJA10CG101-F01 | Limit switch | 20HJA10CG101 | PRODUCTION |  |  | Z4V7H 335-11z-2138
10HJA10CG102-F01 | Limit switch | 10HJA10CG102 | PRODUCTION |  |  | Z4V7H 335-11z-2138
20HJA10CG102-F01 | Limit switch | 20HJA10CG102 | PRODUCTION |  |  | Z4V7H 335-11z-2138
10HJA10CG103-F01 | Limit switch | 10HJA10CG103 | PRODUCTION |  |  | Z4V7H 335-11z-2138
20HJA10CG103-F01 | Limit switch | 20HJA10CG103 | PRODUCTION |  |  | Z4V7H 335-11z-2138
10HJA20CG101-F01 | Limit switch | 10HJA20CG101 | PRODUCTION |  |  | Z4V7H 335-11z-2138
20HJA20CG101-F01 | Limit switch | 20HJA20CG101 | PRODUCTION |  |  | Z4V7H 335-11z-2138
10HJA20CG102-F01 | Limit switch | 10HJA20CG102 | PRODUCTION |  |  | Z4V7H 335-11z-2138
20HJA20CG102-F01 | Limit switch | 20HJA20CG102 | PRODUCTION |  |  | Z4V7H 335-11z-2138
10HJA20CG103-F01 | Limit switch | 10HJA20CG103 | PRODUCTION |  |  | Z4V7H 335-11z-2138
20HJA20CG103-F01 | Limit switch | 20HJA20CG103 | PRODUCTION |  |  | Z4V7H 335-11z-2138
10HAN90AA822KA | Pressure indication 3-way valve | 10HAN90AA822 | PRODUCTION |  |  | PGV S004.61.435.25VS | 1985095
20HAN90AA822KA | Pressure indication 3-way valve | 20HAN90AA822 | PRODUCTION |  |  | PGV S004.61.435.25VS | 1985095
10LCN10AA822KA | Pressure indication 3-way valve | 10LCN10AA822 | PRODUCTION |  |  | PGV S004.61.435.25VS | 1985095
20LCN10AA822KA | Pressure indication 3-way valve | 20LCN10AA822 | PRODUCTION |  |  | PGV S004.61.435.25VS | 1985095
10QCA13AA811KA | Shut-off valve | 10QCA13AA811 | PRODUCTION |  |  | S351.05.200 | 1.4571/316Ti
20QCA13AA811KA | Shut-off valve | 20QCA13AA811 | PRODUCTION |  |  | S351.05.200 | 1.4571/316Ti
10QCA13AA812KA | Shut-off valve | 10QCA13AA812 | PRODUCTION |  |  | S351.05.200 | 1.4571/316Ti
20QCA13AA812KA | Shut-off valve | 20QCA13AA812 | PRODUCTION |  |  | S351.05.200 | 1.4571/316Ti
10QCA17AA001KA | Shut-off valve | 10QCA17AA001 | PRODUCTION |  |  | S351.05.200 | 1.4571/316Ti
20QCA17AA001KA | Shut-off valve | 20QCA17AA001 | PRODUCTION |  |  | S351.05.200 | 1.4571/316Ti
10QCA17AA002KA | Shut-off valve | 10QCA17AA002 | PRODUCTION |  |  | S351.05.200 | 1.4571/316Ti
20QCA17AA002KA | Shut-off valve | 20QCA17AA002 | PRODUCTION |  |  | S351.05.200 | 1.4571/316Ti
10HAC20AA803KA | Pressure indication 3-way valve | 10HAC20AA803 | PRODUCTION |  |  | 316 Mano
20HAC20AA803KA | Pressure indication 3-way valve | 20HAC20AA803 | PRODUCTION |  |  | 316 Mano
10HAD10AA843KA | Pressure indication 3-way valve | 10HAD10AA843 | PRODUCTION |  |  | 316 Mano
20HAD10AA843KA | Pressure indication 3-way valve | 20HAD10AA843 | PRODUCTION |  |  | 316 Mano
10HCB20AA813KA | Pressure indication 3-way valve | 10HCB20AA813 | PRODUCTION |  |  | 316 Mano
20HCB20AA813KA | Pressure indication 3-way valve | 20HCB20AA813 | PRODUCTION |  |  | 316 Mano
10LAB40AA823KA | Pressure indication 3-way valve | 10LAB40AA823 | PRODUCTION |  |  | 316 Mano
20LAB40AA823KA | Pressure indication 3-way valve | 20LAB40AA823 | PRODUCTION |  |  | 316 Mano
10LBA10AA813KA | Pressure indication 3-way valve | 10LBA10AA813 | PRODUCTION |  |  | 316 Mano
20LBA10AA813KA | Pressure indication 3-way valve | 20LBA10AA813 | PRODUCTION |  |  | 316 Mano
10HCB20CG101-F01 | Limit switch | 10HCB20CG101 | PRODUCTION |  | 841405-0176 | ZCKJ18H29, ZCKE056, SCKY14 | Metal
20HCB20CG101-F01 | Limit switch | 20HCB20CG101 | PRODUCTION |  | 841405-0176 | ZCKJ18H29, ZCKE056, SCKY14 | Metal
10HCB20CG102-F01 | Limit switch | 10HCB20CG102 | PRODUCTION |  | 841405-0176 | ZCKJ18H29, ZCKE056, SCKY14 | Metal
20HCB20CG102-F01 | Limit switch | 20HCB20CG102 | PRODUCTION |  | 841405-0176 | ZCKJ18H29, ZCKE056, SCKY14 | Metal
10HCB20CG103-F01 | Limit switch | 10HCB20CG103 | PRODUCTION |  | 841405-0176 | ZCKJ18H29, ZCKE056, SCKY14 | Metal
20HCB20CG103-F01 | Limit switch | 20HCB20CG103 | PRODUCTION |  | 841405-0176 | ZCKJ18H29, ZCKE056, SCKY14 | Metal
10HCB20CG104-F01 | Limit switch | 10HCB20CG104 | PRODUCTION |  | 841405-0176 | ZCKJ18H29, ZCKE056, SCKY14 | Metal
20HCB20CG104-F01 | Limit switch | 20HCB20CG104 | PRODUCTION |  | 841405-0176 | ZCKJ18H29, ZCKE056, SCKY14 | Metal
10HCB20CG105-F01 | Limit switch | 10HCB20CG105 | PRODUCTION |  | 841405-0176 | ZCKJ18H29, ZCKE056, SCKY14 | Metal
20HCB20CG105-F01 | Limit switch | 20HCB20CG105 | PRODUCTION |  | 841405-0176 | ZCKJ18H29, ZCKE056, SCKY14 | Metal
10HCB20CG106-F01 | Limit switch | 10HCB20CG106 | PRODUCTION |  | 841405-0176 | ZCKJ18H29, ZCKE056, SCKY14 | Metal
20HCB20CG106-F01 | Limit switch | 20HCB20CG106 | PRODUCTION |  | 841405-0176 | ZCKJ18H29, ZCKE056, SCKY14 | Metal
10HCB20CG107-F01 | Limit switch | 10HCB20CG107 | PRODUCTION |  | 841405-0176 | ZCKJ18H29, ZCKE056, SCKY14 | Metal
20HCB20CG107-F01 | Limit switch | 20HCB20CG107 | PRODUCTION |  | 841405-0176 | ZCKJ18H29, ZCKE056, SCKY14 | Metal
10HCB20CG108-F01 | Limit switch | 10HCB20CG108 | PRODUCTION |  | 841405-0176 | ZCKJ18H29, ZCKE056, SCKY14 | Metal
20HCB20CG108-F01 | Limit switch | 20HCB20CG108 | PRODUCTION |  | 841405-0176 | ZCKJ18H29, ZCKE056, SCKY14 | Metal
10HCB20CG109-F01 | Limit switch | 10HCB20CG109 | PRODUCTION |  | 841405-0176 | ZCKJ18H29, ZCKE056, SCKY14 | Metal
20HCB20CG109-F01 | Limit switch | 20HCB20CG109 | PRODUCTION |  | 841405-0176 | ZCKJ18H29, ZCKE056, SCKY14 | Metal
10HCB20CG110-F01 | Limit switch | 10HCB20CG110 | PRODUCTION |  | 841405-0176 | ZCKJ18H29, ZCKE056, SCKY14 | Metal
20HCB20CG110-F01 | Limit switch | 20HCB20CG110 | PRODUCTION |  | 841405-0176 | ZCKJ18H29, ZCKE056, SCKY14 | Metal
10HCB20CG111-F01 | Limit switch | 10HCB20CG111 | PRODUCTION |  | 841405-0176 | ZCKJ18H29, ZCKE056, SCKY14 | Metal
20HCB20CG111-F01 | Limit switch | 20HCB20CG111 | PRODUCTION |  | 841405-0176 | ZCKJ18H29, ZCKE056, SCKY14 | Metal
10HCB20CG112-F01 | Limit switch | 10HCB20CG112 | PRODUCTION |  | 841405-0176 | ZCKJ18H29, ZCKE056, SCKY14 | Metal
20HCB20CG112-F01 | Limit switch | 20HCB20CG112 | PRODUCTION |  | 841405-0176 | ZCKJ18H29, ZCKE056, SCKY14 | Metal
10HCB20CG113-F01 | Limit switch | 10HCB20CG113 | PRODUCTION |  | 841405-0176 | ZCKJ18H29, ZCKE056, SCKY14 | Metal
20HCB20CG113-F01 | Limit switch | 20HCB20CG113 | PRODUCTION |  | 841405-0176 | ZCKJ18H29, ZCKE056, SCKY14 | Metal
10HCB20CG114-F01 | Limit switch | 10HCB20CG114 | PRODUCTION |  | 841405-0176 | ZCKJ18H29, ZCKE056, SCKY14 | Metal
20HCB20CG114-F01 | Limit switch | 20HCB20CG114 | PRODUCTION |  | 841405-0176 | ZCKJ18H29, ZCKE056, SCKY14 | Metal
10HCB30CG101-F01 | Limit switch | 10HCB30CG101 | PRODUCTION |  | 841405-0176 | ZCKJ18H29, ZCKE056, SCKY14 | Metal
20HCB30CG101-F01 | Limit switch | 20HCB30CG101 | PRODUCTION |  | 841405-0176 | ZCKJ18H29, ZCKE056, SCKY14 | Metal
10HCB30CG102-F01 | Limit switch | 10HCB30CG102 | PRODUCTION |  | 841405-0176 | ZCKJ18H29, ZCKE056, SCKY14 | Metal
20HCB30CG102-F01 | Limit switch | 20HCB30CG102 | PRODUCTION |  | 841405-0176 | ZCKJ18H29, ZCKE056, SCKY14 | Metal
10HCB30CG103-F01 | Limit switch | 10HCB30CG103 | PRODUCTION |  | 841405-0176 | ZCKJ18H29, ZCKE056, SCKY14 | Metal
20HCB30CG103-F01 | Limit switch | 20HCB30CG103 | PRODUCTION |  | 841405-0176 | ZCKJ18H29, ZCKE056, SCKY14 | Metal
10HCB30CG104-F01 | Limit switch | 10HCB30CG104 | PRODUCTION |  | 841405-0176 | ZCKJ18H29, ZCKE056, SCKY14 | Metal
20HCB30CG104-F01 | Limit switch | 20HCB30CG104 | PRODUCTION |  | 841405-0176 | ZCKJ18H29, ZCKE056, SCKY14 | Metal
10HCB30CG105-F01 | Limit switch | 10HCB30CG105 | PRODUCTION |  | 841405-0176 | ZCKJ18H29, ZCKE056, SCKY14 | Metal
20HCB30CG105-F01 | Limit switch | 20HCB30CG105 | PRODUCTION |  | 841405-0176 | ZCKJ18H29, ZCKE056, SCKY14 | Metal
10HCB30CG106-F01 | Limit switch | 10HCB30CG106 | PRODUCTION |  | 841405-0176 | ZCKJ18H29, ZCKE056, SCKY14 | Metal
20HCB30CG106-F01 | Limit switch | 20HCB30CG106 | PRODUCTION |  | 841405-0176 | ZCKJ18H29, ZCKE056, SCKY14 | Metal
10HCB30CG107-F01 | Limit switch | 10HCB30CG107 | PRODUCTION |  | 841405-0176 | ZCKJ18H29, ZCKE056, SCKY14 | Metal
20HCB30CG107-F01 | Limit switch | 20HCB30CG107 | PRODUCTION |  | 841405-0176 | ZCKJ18H29, ZCKE056, SCKY14 | Metal
10HCB30CG108-F01 | Limit switch | 10HCB30CG108 | PRODUCTION |  | 841405-0176 | ZCKJ18H29, ZCKE056, SCKY14 | Metal
20HCB30CG108-F01 | Limit switch | 20HCB30CG108 | PRODUCTION |  | 841405-0176 | ZCKJ18H29, ZCKE056, SCKY14 | Metal
10HCB30CG109-F01 | Limit switch | 10HCB30CG109 | PRODUCTION |  | 841405-0176 | ZCKJ18H29, ZCKE056, SCKY14 | Metal
20HCB30CG109-F01 | Limit switch | 20HCB30CG109 | PRODUCTION |  | 841405-0176 | ZCKJ18H29, ZCKE056, SCKY14 | Metal
10HCB30CG110-F01 | Limit switch | 10HCB30CG110 | PRODUCTION |  | 841405-0176 | ZCKJ18H29, ZCKE056, SCKY14 | Metal
20HCB30CG110-F01 | Limit switch | 20HCB30CG110 | PRODUCTION |  | 841405-0176 | ZCKJ18H29, ZCKE056, SCKY14 | Metal
10HCB30CG111-F01 | Limit switch | 10HCB30CG111 | PRODUCTION |  | 841405-0176 | ZCKJ18H29, ZCKE056, SCKY14 | Metal
20HCB30CG111-F01 | Limit switch | 20HCB30CG111 | PRODUCTION |  | 841405-0176 | ZCKJ18H29, ZCKE056, SCKY14 | Metal
10HCB30CG112-F01 | Limit switch | 10HCB30CG112 | PRODUCTION |  | 841405-0176 | ZCKJ18H29, ZCKE056, SCKY14 | Metal
20HCB30CG112-F01 | Limit switch | 20HCB30CG112 | PRODUCTION |  | 841405-0176 | ZCKJ18H29, ZCKE056, SCKY14 | Metal
10HCB30CG113-F01 | Limit switch | 10HCB30CG113 | PRODUCTION |  | 841405-0176 | ZCKJ18H29, ZCKE056, SCKY14 | Metal
20HCB30CG113-F01 | Limit switch | 20HCB30CG113 | PRODUCTION |  | 841405-0176 | ZCKJ18H29, ZCKE056, SCKY14 | Metal
10HCB30CG114-F01 | Limit switch | 10HCB30CG114 | PRODUCTION |  | 841405-0176 | ZCKJ18H29, ZCKE056, SCKY14 | Metal
20HCB30CG114-F01 | Limit switch | 20HCB30CG114 | PRODUCTION |  | 841405-0176 | ZCKJ18H29, ZCKE056, SCKY14 | Metal
10HCB30CG115-F01 | Limit switch | 10HCB30CG115 | PRODUCTION |  | 841405-0176 | ZCKJ18H29, ZCKE056, SCKY14 | Metal
20HCB30CG115-F01 | Limit switch | 20HCB30CG115 | PRODUCTION |  | 841405-0176 | ZCKJ18H29, ZCKE056, SCKY14 | Metal
10HCB30CG116-F01 | Limit switch | 10HCB30CG116 | PRODUCTION |  | 841405-0176 | ZCKJ18H29, ZCKE056, SCKY14 | Metal
20HCB30CG116-F01 | Limit switch | 20HCB30CG116 | PRODUCTION |  | 841405-0176 | ZCKJ18H29, ZCKE056, SCKY14 | Metal
10PGB38AA002KA | Isolation Valve Aux. Cooling Water Inlet | 10PGB38AA002 | PRODUCTION |  |  | SC-2WBV-3NB | CS
20PGB38AA002KA | Isolation Valve Aux. Cooling Water Inlet | 20PGB38AA002 | PRODUCTION |  |  | SC-2WBV-3NB | CS
10PGB38AA003KA | Isolation Valve Aux. Cooling Water Outlet | 10PGB38AA003 | PRODUCTION |  |  | SC-2WBV-3NB | CS
20PGB38AA003KA | Isolation Valve Aux. Cooling Water Outlet | 20PGB38AA003 | PRODUCTION |  |  | SC-2WBV-3NB | CS
10PGB38AA301KA | Isolation Valve. Pressure Gauge. Inlet | 10PGB38AA301 | PRODUCTION |  |  | SC-SEPL-12NPT | SS316
20PGB38AA301KA | Isolation Valve. Pressure Gauge. Inlet | 20PGB38AA301 | PRODUCTION |  |  | SC-SEPL-12NPT | SS316
10PGB38AA302KA | Isolation Valve. Pressure Gauge. Outlet | 10PGB38AA302 | PRODUCTION |  |  | SC-SEPL-12NPT | SS316
20PGB38AA302KA | Isolation Valve. Pressure Gauge. Outlet | 20PGB38AA302 | PRODUCTION |  |  | SC-SEPL-12NPT | SS316
10PGB38CT501QP | Temperature gauge | 10PGB38CT501 | PRODUCTION |  |  | CB-F-4-4NM | STAINLESS STEEL
20PGB38CT501QP | Temperature gauge | 20PGB38CT501 | PRODUCTION |  |  | CB-F-4-4NM | STAINLESS STEEL
10PGB38CT502QP | Temperature gauge | 10PGB38CT502 | PRODUCTION |  |  | CB-F-4-4NM | STAINLESS STEEL
20PGB38CT502QP | Temperature gauge | 20PGB38CT502 | PRODUCTION |  |  | CB-F-4-4NM | STAINLESS STEEL
10PGB61AA001KA | Coolant Isolation Valve - Inlet | 10PGB61AA001 | PRODUCTION |  |  | SC-SEPL-34NPT | STAINLESS STEEL
20PGB61AA001KA | Coolant Isolation Valve - Inlet | 20PGB61AA001 | PRODUCTION |  |  | SC-SEPL-34NPT | STAINLESS STEEL
10PGB62AA001KA | Coolant Isolation Valve - Inlet | 10PGB62AA001 | PRODUCTION |  |  | SC-SEPL-34NPT | STAINLESS STEEL
20PGB62AA001KA | Coolant Isolation Valve - Inlet | 20PGB62AA001 | PRODUCTION |  |  | SC-SEPL-34NPT | STAINLESS STEEL
10PGB63AA001KA | Coolant Isolation Valve - Inlet | 10PGB63AA001 | PRODUCTION |  |  | SC-SEPL-34NPT | STAINLESS STEEL
20PGB63AA001KA | Coolant Isolation Valve - Inlet | 20PGB63AA001 | PRODUCTION |  |  | SC-SEPL-34NPT | STAINLESS STEEL
10QUC10AT001KT | Strainer/Filter | 10QUC10AT001 | PRODUCTION |  |  | SF-14A | SS316
10PGB64AA001KA | Coolant Isolation Valve - Inlet | 10PGB64AA001 | PRODUCTION |  |  | SC-SEPL-34NPT | STAINLESS STEEL
20PGB64AA001KA | Coolant Isolation Valve - Inlet | 20PGB64AA001 | PRODUCTION |  |  | SC-SEPL-34NPT | STAINLESS STEEL
10PGB65AA001KA | Coolant Isolation Valve - Inlet | 10PGB65AA001 | PRODUCTION |  |  | SC-SEPL-34NPT | STAINLESS STEEL
20PGB65AA001KA | Coolant Isolation Valve - Inlet | 20PGB65AA001 | PRODUCTION |  |  | SC-SEPL-34NPT | STAINLESS STEEL
10PGB66AA001KA | Coolant Isolation Valve - Inlet | 10PGB66AA001 | PRODUCTION |  |  | SC-SEPL-34NPT | STAINLESS STEEL
20PGB66AA001KA | Coolant Isolation Valve - Inlet | 20PGB66AA001 | PRODUCTION |  |  | SC-SEPL-34NPT | STAINLESS STEEL
10PGB67AA001KA | Coolant Isolation Valve - Inlet | 10PGB67AA001 | PRODUCTION |  |  | SC-SEPL-34NPT | STAINLESS STEEL
20PGB67AA001KA | Coolant Isolation Valve - Inlet | 20PGB67AA001 | PRODUCTION |  |  | SC-SEPL-34NPT | STAINLESS STEEL
10PGB68AA001KA | Coolant Isolation Valve - Inlet | 10PGB68AA001 | PRODUCTION |  |  | SC-SEPL-34NPT | STAINLESS STEEL
20PGB68AA001KA | Coolant Isolation Valve - Inlet | 20PGB68AA001 | PRODUCTION |  |  | SC-SEPL-34NPT | STAINLESS STEEL
10PGB69AA001KA | Coolant Isolation Valve - Inlet | 10PGB69AA001 | PRODUCTION |  |  | SC-SEPL-34NPT | STAINLESS STEEL
20PGB69AA001KA | Coolant Isolation Valve - Inlet | 20PGB69AA001 | PRODUCTION |  |  | SC-SEPL-34NPT | STAINLESS STEEL
10PGB70AA001KA | Coolant Isolation Valve - Inlet | 10PGB70AA001 | PRODUCTION |  |  | SC-SEPL-34NPT | STAINLESS STEEL
20PGB70AA001KA | Coolant Isolation Valve - Inlet | 20PGB70AA001 | PRODUCTION |  |  | SC-SEPL-34NPT | STAINLESS STEEL
10PGB70CF501QP | Flow gauge | 10PGB70CF501 | PRODUCTION |  |  | SE-CFI-12NPT | STAINLESS STEEL
20PGB70CF501QP | Flow gauge | 20PGB70CF501 | PRODUCTION |  |  | SE-CFI-12NPT | STAINLESS STEEL
10PGB71AA001KA | Coolant Isolation Valve - Outlet | 10PGB71AA001 | PRODUCTION |  |  | SC-SEPL-34NPT | STAINLESS STEEL
20PGB71AA001KA | Coolant Isolation Valve - Outlet | 20PGB71AA001 | PRODUCTION |  |  | SC-SEPL-34NPT | STAINLESS STEEL
10PGB71CF501QP | Flow gauge | 10PGB71CF501 | PRODUCTION |  |  | SE-CFI-12NPT | STAINLESS STEEL
20PGB71CF501QP | Flow gauge | 20PGB71CF501 | PRODUCTION |  |  | SE-CFI-12NPT | STAINLESS STEEL
10PGB72AA001KA | Coolant Isolation Valve - Outlet | 10PGB72AA001 | PRODUCTION |  |  | SC-SEPL-34NPT | STAINLESS STEEL
20PGB72AA001KA | Coolant Isolation Valve - Outlet | 20PGB72AA001 | PRODUCTION |  |  | SC-SEPL-34NPT | STAINLESS STEEL
10PGB72CF501QP | Flow gauge | 10PGB72CF501 | PRODUCTION |  |  | SE-CFI-12NPT | STAINLESS STEEL
20PGB72CF501QP | Flow gauge | 20PGB72CF501 | PRODUCTION |  |  | SE-CFI-12NPT | STAINLESS STEEL
10PGB73AA001KA | Coolant Isolation Valve - Outlet | 10PGB73AA001 | PRODUCTION |  |  | SC-SEPL-34NPT | STAINLESS STEEL
20PGB73AA001KA | Coolant Isolation Valve - Outlet | 20PGB73AA001 | PRODUCTION |  |  | SC-SEPL-34NPT | STAINLESS STEEL
10PGB73CF501QP | Flow gauge | 10PGB73CF501 | PRODUCTION |  |  | SE-CFI-12NPT | STAINLESS STEEL
20PGB73CF501QP | Flow gauge | 20PGB73CF501 | PRODUCTION |  |  | SE-CFI-12NPT | STAINLESS STEEL
10PGB74AA001KA | Coolant Isolation Valve - Outlet | 10PGB74AA001 | PRODUCTION |  |  | SC-SEPL-34NPT | STAINLESS STEEL
20PGB74AA001KA | Coolant Isolation Valve - Outlet | 20PGB74AA001 | PRODUCTION |  |  | SC-SEPL-34NPT | STAINLESS STEEL
10PGB74CF501QP | Flow gauge | 10PGB74CF501 | PRODUCTION |  |  | SE-CFI-12NPT | STAINLESS STEEL
20PGB74CF501QP | Flow gauge | 20PGB74CF501 | PRODUCTION |  |  | SE-CFI-12NPT | STAINLESS STEEL
10PGB75AA001KA | Coolant Isolation Valve - Outlet | 10PGB75AA001 | PRODUCTION |  |  | SC-SEPL-34NPT | STAINLESS STEEL
20PGB75AA001KA | Coolant Isolation Valve - Outlet | 20PGB75AA001 | PRODUCTION |  |  | SC-SEPL-34NPT | STAINLESS STEEL
10PGB75CF501QP | Flow gauge | 10PGB75CF501 | PRODUCTION |  |  | SE-CFI-12NPT | STAINLESS STEEL
20PGB75CF501QP | Flow gauge | 20PGB75CF501 | PRODUCTION |  |  | SE-CFI-12NPT | STAINLESS STEEL
10PGB76AA001KA | Coolant Isolation Valve - Outlet | 10PGB76AA001 | PRODUCTION |  |  | SC-SEPL-34NPT | STAINLESS STEEL
20PGB76AA001KA | Coolant Isolation Valve - Outlet | 20PGB76AA001 | PRODUCTION |  |  | SC-SEPL-34NPT | STAINLESS STEEL
10PGB76CF501QP | Flow gauge | 10PGB76CF501 | PRODUCTION |  |  | SE-CFI-12NPT | STAINLESS STEEL
20PGB76CF501QP | Flow gauge | 20PGB76CF501 | PRODUCTION |  |  | SE-CFI-12NPT | STAINLESS STEEL
10PGB77AA001KA | Coolant Isolation Valve - Outlet | 10PGB77AA001 | PRODUCTION |  |  | SC-SEPL-34NPT | STAINLESS STEEL
20PGB77AA001KA | Coolant Isolation Valve - Outlet | 20PGB77AA001 | PRODUCTION |  |  | SC-SEPL-34NPT | STAINLESS STEEL
10PGB77CF501QP | Flow gauge | 10PGB77CF501 | PRODUCTION |  |  | SE-CFI-12NPT | STAINLESS STEEL
20PGB77CF501QP | Flow gauge | 20PGB77CF501 | PRODUCTION |  |  | SE-CFI-12NPT | STAINLESS STEEL
10PGB78AA001KA | Coolant Isolation Valve - Outlet | 10PGB78AA001 | PRODUCTION |  |  | SC-SEPL-34NPT | STAINLESS STEEL
20PGB78AA001KA | Coolant Isolation Valve - Outlet | 20PGB78AA001 | PRODUCTION |  |  | SC-SEPL-34NPT | STAINLESS STEEL
10PGB78CF501QP | Flow gauge | 10PGB78CF501 | PRODUCTION |  |  | SE-CFI-12NPT | STAINLESS STEEL
20PGB78CF501QP | Flow gauge | 20PGB78CF501 | PRODUCTION |  |  | SE-CFI-12NPT | STAINLESS STEEL
10PGB79AA001KA | Coolant Isolation Valve - Outlet | 10PGB79AA001 | PRODUCTION |  |  | SC-SEPL-34NPT | STAINLESS STEEL
20PGB79AA001KA | Coolant Isolation Valve - Outlet | 20PGB79AA001 | PRODUCTION |  |  | SC-SEPL-34NPT | STAINLESS STEEL
10PGB79CF501QP | Flow gauge | 10PGB79CF501 | PRODUCTION |  |  | SE-CFI-12NPT | STAINLESS STEEL
20PGB79CF501QP | Flow gauge | 20PGB79CF501 | PRODUCTION |  |  | SE-CFI-12NPT | STAINLESS STEEL
10QUC10AA012KA | Sample Isolation Valve - HT | 10QUC10AA012 | PRODUCTION |  |  | SE-HTV-14OD | SS316
20QUC10AA012KA | Sample Isolation Valve - HT | 20QUC10AA012 | PRODUCTION |  |  | SE-HTV-14OD | SS316
10QUC10AA013KA | Sample Isolation Valve - HT | 10QUC10AA013 | PRODUCTION |  |  | SE-HTV-14OD | SS316
20QUC10AA013KA | Sample Isolation Valve - HT | 20QUC10AA013 | PRODUCTION |  |  | SE-HTV-14OD | SS316
10QUC10AA014KA | Grab Sample Valve | 10QUC10AA014 | PRODUCTION |  |  | SE-3WBV-14OD | SS316
20QUC10AA014KA | Grab Sample Valve | 20QUC10AA014 | PRODUCTION |  |  | SE-3WBV-14OD | SS316
10QUC10AA015KA | Grab Sample Valve | 10QUC10AA015 | PRODUCTION |  |  | SE-3WBV-14OD | SS316
20QUC10AA015KA | Grab Sample Valve | 20QUC10AA015 | PRODUCTION |  |  | SE-3WBV-14OD | SS316
00QM01AC005-M01 | Bagfilter Air Washer Motor-2 | 00QM01AC002 | PRODUCTION
10QUC10AA016KA | Valve Inlet To Cation Columns | 10QUC10AA016 | PRODUCTION |  |  | SE-3WBV-14OD | SS316
20QUC10AA016KA | Valve Inlet To Cation Columns | 20QUC10AA016 | PRODUCTION |  |  | SE-3WBV-14OD | SS316
10QUC10AA150KA | Pressure Reducer Vrts | 10QUC10AA150 | PRODUCTION |  |  | VRTS-4-400 | SS316
20QUC10AA150KA | Pressure Reducer Vrts | 20QUC10AA150 | PRODUCTION |  |  | VRTS-4-400 | SS316
10QUC10AA151KA | Back pressure regulator | 10QUC10AA151 | PRODUCTION |  |  | BPRV-4-250 | SS316
20QUC10AA151KA | Back pressure regulator | 20QUC10AA151 | PRODUCTION |  |  | BPRV-4-250 | SS316
10QUC10AA201KA | Sample Blowdown Valve - HT | 10QUC10AA201 | PRODUCTION |  |  | SE-HTV-14OD | SS316
20QUC10AA201KA | Sample Blowdown Valve - HT | 20QUC10AA201 | PRODUCTION |  |  | SE-HTV-14OD | SS316
10QUC10AA301KA | Isolation Valve for Pressure Gauge | 10QUC10AA301 | PRODUCTION |  |  | SE-LTV-14OD | SS316
20QUC10AA301KA | Isolation Valve for Pressure Gauge | 20QUC10AA301 | PRODUCTION |  |  | SE-LTV-14OD | SS316
10QUC10AA501KA | Sample Relief Valve | 10QUC10AA501 | PRODUCTION |  |  | SRV-14 | SS316
20QUC10AA501KA | Sample Relief Valve | 20QUC10AA501 | PRODUCTION |  |  | SRV-14 | SS316
10QUC10AC001KC | Sample cooler | 10QUC10AC001 | PRODUCTION |  |  | SC-6-18-INC | SS316
20QUC10AC001KC | Sample cooler | 20QUC10AC001 | PRODUCTION |  |  | SC-6-18-INC | SS316
20QUC10AT001KT | Strainer/Filter | 20QUC10AT001 | PRODUCTION |  |  | SF-14A | SS316
10QUC10AT002KT | Cat.1 Exchange Column | 10QUC10AT002 | PRODUCTION |  |  | SC-RC-13 | CLEAR ACRYLIC
20QUC10AT002KT | Cat.1 Exchange Column | 20QUC10AT002 | PRODUCTION |  |  | SC-RC-13 | CLEAR ACRYLIC
10QUC10AT010KT | Valve Outlet To Cation Columns | 10QUC10AT010 | PRODUCTION |  |  | SE-3WBV-14OD | SS316
20QUC10AT010KT | Valve Outlet To Cation Columns | 20QUC10AT010 | PRODUCTION |  |  | SE-3WBV-14OD | SS316
10QUC10AT503KT | Cat.2 Exchange Column | 10QUC10AT503 | PRODUCTION |  |  | SC-RC-13 | CLEAR ACRYLIC
20QUC10AT503KT | Cat.2 Exchange Column | 20QUC10AT503 | PRODUCTION |  |  | SC-RC-13 | CLEAR ACRYLIC
10QUC10CF501QP | Flow gauge | 10QUC10CF501 | PRODUCTION |  |  | ST-5 | 0
20QUC10CF501QP | Flow gauge | 20QUC10CF501 | PRODUCTION |  |  | ST-5 | 0
10QUC10CF502QP | Flow gauge | 10QUC10CF502 | PRODUCTION |  |  | ST-5 | 0
20QUC10CF502QP | Flow gauge | 20QUC10CF502 | PRODUCTION |  |  | ST-5 | 0
10QUC11AA012KA | Sample Isolation Valve - HT | 10QUC11AA012 | PRODUCTION |  |  | SE-HTV-14OD | SS316
20QUC11AA012KA | Sample Isolation Valve - HT | 20QUC11AA012 | PRODUCTION |  |  | SE-HTV-14OD | SS316
10QUC11AA013KA | Sample Isolation Valve - HT | 10QUC11AA013 | PRODUCTION |  |  | SE-HTV-14OD | SS316
20QUC11AA013KA | Sample Isolation Valve - HT | 20QUC11AA013 | PRODUCTION |  |  | SE-HTV-14OD | SS316
10QUC11AA014KA | Grab Sample Valve | 10QUC11AA014 | PRODUCTION |  |  | SE-3WBV-14OD | SS316
20QUC11AA014KA | Grab Sample Valve | 20QUC11AA014 | PRODUCTION |  |  | SE-3WBV-14OD | SS316
10QUC11AA015KA | Valve Inlet To Cation Columns | 10QUC11AA015 | PRODUCTION |  |  | SE-3WBV-14OD | SS316
20QUC11AA015KA | Valve Inlet To Cation Columns | 20QUC11AA015 | PRODUCTION |  |  | SE-3WBV-14OD | SS316
10QUC11AA016KA | Valve Outlet To Cation Columns | 10QUC11AA016 | PRODUCTION |  |  | SE-3WBV-14OD | SS316
20QUC11AA016KA | Valve Outlet To Cation Columns | 20QUC11AA016 | PRODUCTION |  |  | SE-3WBV-14OD | SS316
10QUC11AA150KA | Pressure Regulator | 10QUC11AA150 | PRODUCTION |  |  | VRTS-4-400 | SS316
20QUC11AA150KA | Pressure Regulator | 20QUC11AA150 | PRODUCTION |  |  | VRTS-4-400 | SS316
10QUC11AA151KA | Back pressure regulator | 10QUC11AA151 | PRODUCTION |  |  | BPRV-4-250 | SS316
20QUC11AA151KA | Back pressure regulator | 20QUC11AA151 | PRODUCTION |  |  | BPRV-4-250 | SS316
10QUC11AA201KA | Sample Blowdown Valve - HT | 10QUC11AA201 | PRODUCTION |  |  | SE-HTV-14OD | SS316
20QUC11AA201KA | Sample Blowdown Valve - HT | 20QUC11AA201 | PRODUCTION |  |  | SE-HTV-14OD | SS316
10QUC11AA301KA | Isolation Valve for Pressure Gauge | 10QUC11AA301 | PRODUCTION |  |  | SE-LTV-14OD | SS316
20QUC11AA301KA | Isolation Valve for Pressure Gauge | 20QUC11AA301 | PRODUCTION |  |  | SE-LTV-14OD | SS316
10QUC11AA501KA | Sample Relief Valve | 10QUC11AA501 | PRODUCTION |  |  | SRV-14 | SS316
20QUC11AA501KA | Sample Relief Valve | 20QUC11AA501 | PRODUCTION |  |  | SRV-14 | SS316
10QUC11AC001KC | Economizer | 10QUC11AC001 | PRODUCTION |  |  | SC-6-18-INC | SS316
20QUC11AC001KC | Economizer | 20QUC11AC001 | PRODUCTION |  |  | SC-6-18-INC | SS316
10QUC11AT001KT | Economizer | 10QUC11AT001 | PRODUCTION |  |  | SF-14A | SS316
20QUC11AT001KT | Economizer | 20QUC11AT001 | PRODUCTION |  |  | SF-14A | SS316
10QUC11AT002KT | Economizer | 10QUC11AT002 | PRODUCTION |  |  | SC-RC-13 | CLEAR ACRYLIC
20QUC11AT002KT | Economizer | 20QUC11AT002 | PRODUCTION |  |  | SC-RC-13 | CLEAR ACRYLIC
10QUC11AT010KT | Cat.1 Exchange Column | 10QUC11AT010 | PRODUCTION |  |  | SC-RC-13 | CLEAR ACRYLIC
20QUC11AT010KT | Cat.1 Exchange Column | 20QUC11AT010 | PRODUCTION |  |  | SC-RC-13 | CLEAR ACRYLIC
10QUC11CF002QB | Rotameter For Cat. Conductivity | 10QUC11CF002 | PRODUCTION |  |  | ST-5 | 0
20QUC11CF002QB | Rotameter For Cat. Conductivity | 20QUC11CF002 | PRODUCTION |  |  | ST-5 | 0
10QUC11CF004QB | Rotameter For Silica | 10QUC11CF004 | PRODUCTION |  |  | ST-5 | 0
20QUC11CF004QB | Rotameter For Silica | 20QUC11CF004 | PRODUCTION |  |  | ST-5 | 0
10QUC11CF501QP | Flow gauge | 10QUC11CF501 | PRODUCTION |  |  | ST-5 | 0
20QUC11CF501QP | Flow gauge | 20QUC11CF501 | PRODUCTION |  |  | ST-5 | 0
10QUC11CF506QP | Flow gauge | 10QUC11CF506 | PRODUCTION |  |  | ST-5 | 0
20QUC11CF506QP | Flow gauge | 20QUC11CF506 | PRODUCTION |  |  | ST-5 | 0
10QUC12AA012KA | Sample Isolation Valve - LT | 10QUC12AA012 | PRODUCTION |  |  | SE-LTV-14OD | SS316
20QUC12AA012KA | Sample Isolation Valve - LT | 20QUC12AA012 | PRODUCTION |  |  | SE-LTV-14OD | SS316
10QUC12AA013KA | Sample Isolation Valve - LT | 10QUC12AA013 | PRODUCTION |  |  | SE-LTV-14OD | SS316
20QUC12AA013KA | Sample Isolation Valve - LT | 20QUC12AA013 | PRODUCTION |  |  | SE-LTV-14OD | SS316
10QUC12AA014KA | Grab Sample Valve | 10QUC12AA014 | PRODUCTION |  |  | SE-3WBV-14OD | SS316
20QUC12AA014KA | Grab Sample Valve | 20QUC12AA014 | PRODUCTION |  |  | SE-3WBV-14OD | SS316
10QUC12AA015KA | Valve Inlet To Cation Column | 10QUC12AA015 | PRODUCTION |  |  | SE-3WBV-14OD | SS316
20QUC12AA015KA | Valve Inlet To Cation Column | 20QUC12AA015 | PRODUCTION |  |  | SE-3WBV-14OD | SS316
10QUC12AA016KA | Valve Outlet To Cation Column | 10QUC12AA016 | PRODUCTION |  |  | SE-3WBV-14OD | SS316
20QUC12AA016KA | Valve Outlet To Cation Column | 20QUC12AA016 | PRODUCTION |  |  | SE-3WBV-14OD | SS316
10QUC12AA150KA | Pressure Regulator | 10QUC12AA150 | PRODUCTION |  |  | PRV-DT-14N | SS316
20QUC12AA150KA | Pressure Regulator | 20QUC12AA150 | PRODUCTION |  |  | PRV-DT-14N | SS316
10QUC12AA151KA | Back pressure regulator | 10QUC12AA151 | PRODUCTION |  |  | BPRV-4-250 | SS316
20QUC12AA151KA | Back pressure regulator | 20QUC12AA151 | PRODUCTION |  |  | BPRV-4-250 | SS316
10QUC12AA201KA | Sample Blowdown Valve - LT | 10QUC12AA201 | PRODUCTION |  |  | SE-LTV-14OD | SS316
20QUC12AA201KA | Sample Blowdown Valve - LT | 20QUC12AA201 | PRODUCTION |  |  | SE-LTV-14OD | SS316
10QUC12AA301KA | Isolation Valve for Pressure Gauge | 10QUC12AA301 | PRODUCTION |  |  | SE-LTV-14OD | SS316
20QUC12AA301KA | Isolation Valve for Pressure Gauge | 20QUC12AA301 | PRODUCTION |  |  | SE-LTV-14OD | SS316
10QUC12AA501KA | Sample Relief Valve | 10QUC12AA501 | PRODUCTION |  |  | SRV-14 | SS316
20QUC12AA501KA | Sample Relief Valve | 20QUC12AA501 | PRODUCTION |  |  | SRV-14 | SS316
10QUC12AC001KC | Economizer | 10QUC12AC001 | PRODUCTION |  |  | SC-4-6-INC | SS316
20QUC12AC001KC | Economizer | 20QUC12AC001 | PRODUCTION |  |  | SC-4-6-INC | SS316
10QUC12AT001KT | Strainer/Filter | 10QUC12AT001 | PRODUCTION |  |  | SF-14A | SS316
20QUC12AT001KT | Strainer/Filter | 20QUC12AT001 | PRODUCTION |  |  | SF-14A | SS316
10QUC12AT002KT | Strainer/Filter | 10QUC12AT002 | PRODUCTION |  |  | SC-RC-13 | CLEAR ACRYLIC
20QUC12AT002KT | Strainer/Filter | 20QUC12AT002 | PRODUCTION |  |  | SC-RC-13 | CLEAR ACRYLIC
10QUC12AT010KT | Cat.1 Exchange Column | 10QUC12AT010 | PRODUCTION |  |  | SC-RC-13 | CLEAR ACRYLIC
20QUC12AT010KT | Cat.1 Exchange Column | 20QUC12AT010 | PRODUCTION |  |  | SC-RC-13 | CLEAR ACRYLIC
10QUC12CF002QB | Rotameter For Cat. Conductivity | 10QUC12CF002 | PRODUCTION |  |  | ST-5 | 0
20QUC12CF002QB | Rotameter For Cat. Conductivity | 20QUC12CF002 | PRODUCTION |  |  | ST-5 | 0
10QUC14AA012KA | Sample Isolation Valve - LT | 10QUC14AA012 | PRODUCTION |  |  | SE-LTV-14OD | SS316
20QUC14AA012KA | Sample Isolation Valve - LT | 20QUC14AA012 | PRODUCTION |  |  | SE-LTV-14OD | SS316
10QUC14AA013KA | Sample Isolation Valve - LT | 10QUC14AA013 | PRODUCTION |  |  | SE-LTV-14OD | SS316
20QUC14AA013KA | Sample Isolation Valve - LT | 20QUC14AA013 | PRODUCTION |  |  | SE-LTV-14OD | SS316
10QUC14AA014KA | Grab Sample Valve | 10QUC14AA014 | PRODUCTION |  |  | SE-3WBV-14OD | SS316
20QUC14AA014KA | Grab Sample Valve | 20QUC14AA014 | PRODUCTION |  |  | SE-3WBV-14OD | SS316
10QUC14AA150KA | Pressure Regulator (Needle Valve) | 10QUC14AA150 | PRODUCTION |  |  | SE-LTV-14OD | SS316
20QUC14AA150KA | Pressure Regulator (Needle Valve) | 20QUC14AA150 | PRODUCTION |  |  | SE-LTV-14OD | SS316
10QUC14AA151KA | Back pressure regulator | 10QUC14AA151 | PRODUCTION |  |  | BPRV-4-250 | SS316
20QUC14AA151KA | Back pressure regulator | 20QUC14AA151 | PRODUCTION |  |  | BPRV-4-250 | SS316
10QUC14AA201KA | Sample Blowdown Valve - LT | 10QUC14AA201 | PRODUCTION |  |  | SE-LTV-14OD | SS316
20QUC14AA201KA | Sample Blowdown Valve - LT | 20QUC14AA201 | PRODUCTION |  |  | SE-LTV-14OD | SS316
10QUC14AA301KA | Isolation Valve for Pressure Gauge | 10QUC14AA301 | PRODUCTION |  |  | SE-LTV-14OD | SS316
20QUC14AA301KA | Isolation Valve for Pressure Gauge | 20QUC14AA301 | PRODUCTION |  |  | SE-LTV-14OD | SS316
10QUC14AA501KA | Sample Relief Valve | 10QUC14AA501 | PRODUCTION |  |  | SRV-14 | SS316
20QUC14AA501KA | Sample Relief Valve | 20QUC14AA501 | PRODUCTION |  |  | SRV-14 | SS316
10QUC14AC001KC | Economizer | 10QUC14AC001 | PRODUCTION |  |  | SC-4-6-INC | SS316
20QUC14AC001KC | Economizer | 20QUC14AC001 | PRODUCTION |  |  | SC-4-6-INC | SS316
10QUC14AT001KT | Strainer/Filter | 10QUC14AT001 | PRODUCTION |  |  | SF-14A | SS316
20QUC14AT001KT | Strainer/Filter | 20QUC14AT001 | PRODUCTION |  |  | SF-14A | SS316
10QUC15AA012KA | Sample Isolation Valve - LT | 10QUC15AA012 | PRODUCTION |  |  | SE-LTV-14OD | SS316
20QUC15AA012KA | Sample Isolation Valve - LT | 20QUC15AA012 | PRODUCTION |  |  | SE-LTV-14OD | SS316
10QUC15AA013KA | Sample Isolation Valve - LT | 10QUC15AA013 | PRODUCTION |  |  | SE-LTV-14OD | SS316
20QUC15AA013KA | Sample Isolation Valve - LT | 20QUC15AA013 | PRODUCTION |  |  | SE-LTV-14OD | SS316
10QUC15AA014KA | Grab Sample Valve | 10QUC15AA014 | PRODUCTION |  |  | SE-3WBV-14OD | SS316
20QUC15AA014KA | Grab Sample Valve | 20QUC15AA014 | PRODUCTION |  |  | SE-3WBV-14OD | SS316
10QUC15AA150KA | Pressure Regulator | 10QUC15AA150 | PRODUCTION |  |  | PRV-DT-14N | SS316
20QUC15AA150KA | Pressure Regulator | 20QUC15AA150 | PRODUCTION |  |  | PRV-DT-14N | SS316
10QUC15AA151KA | Back pressure regulator | 10QUC15AA151 | PRODUCTION |  |  | BPRV-4-250 | SS316
20QUC15AA151KA | Back pressure regulator | 20QUC15AA151 | PRODUCTION |  |  | BPRV-4-250 | SS316
10QUC15AA201KA | Sample Blowdown Valve - LT | 10QUC15AA201 | PRODUCTION |  |  | SE-LTV-14OD | SS316
20QUC15AA201KA | Sample Blowdown Valve - LT | 20QUC15AA201 | PRODUCTION |  |  | SE-LTV-14OD | SS316
10QUC15AA301KA | Isolation Valve for Pressure Gauge | 10QUC15AA301 | PRODUCTION |  |  | SE-LTV-14OD | SS316
20QUC15AA301KA | Isolation Valve for Pressure Gauge | 20QUC15AA301 | PRODUCTION |  |  | SE-LTV-14OD | SS316
10QUC15AA501KA | Sample Relief Valve | 10QUC15AA501 | PRODUCTION |  |  | SRV-14 | SS316
20QUC15AA501KA | Sample Relief Valve | 20QUC15AA501 | PRODUCTION |  |  | SRV-14 | SS316
10QUC15AC001KC | Economizer | 10QUC15AC001 | PRODUCTION |  |  | SC-4-6-INC | SS316
20QUC15AC001KC | Economizer | 20QUC15AC001 | PRODUCTION |  |  | SC-4-6-INC | SS316
10QUC15AT001KT | Strainer/Filter | 10QUC15AT001 | PRODUCTION |  |  | SF-14A | SS316
20QUC15AT001KT | Strainer/Filter | 20QUC15AT001 | PRODUCTION |  |  | SF-14A | SS316
10QUC16AA012KA | Sample Isolation Valve - LT | 10QUC16AA012 | PRODUCTION |  |  | SE-LTV-14OD | SS316
20QUC16AA012KA | Sample Isolation Valve - LT | 20QUC16AA012 | PRODUCTION |  |  | SE-LTV-14OD | SS316
10QUC16AA013KA | Sample Isolation Valve - LT | 10QUC16AA013 | PRODUCTION |  |  | SE-LTV-14OD | SS316
20QUC16AA013KA | Sample Isolation Valve - LT | 20QUC16AA013 | PRODUCTION |  |  | SE-LTV-14OD | SS316
10QUC16AA014KA | Grab Sample Valve | 10QUC16AA014 | PRODUCTION |  |  | SE-3WBV-14OD | SS316
20QUC16AA014KA | Grab Sample Valve | 20QUC16AA014 | PRODUCTION |  |  | SE-3WBV-14OD | SS316
10QUC16AA150KA | Pressure Regulator (Needle Valve) | 10QUC16AA150 | PRODUCTION |  |  | SE-LTV-14OD | SS316
20QUC16AA150KA | Pressure Regulator (Needle Valve) | 20QUC16AA150 | PRODUCTION |  |  | SE-LTV-14OD | SS316
10QUC16AA151KA | Back pressure regulator | 10QUC16AA151 | PRODUCTION |  |  | BPRV-4-250 | SS316
20QUC16AA151KA | Back pressure regulator | 20QUC16AA151 | PRODUCTION |  |  | BPRV-4-250 | SS316
10QUC16AA201KA | Sample Blowdown Valve - LT | 10QUC16AA201 | PRODUCTION |  |  | SE-LTV-14OD | SS316
20QUC16AA201KA | Sample Blowdown Valve - LT | 20QUC16AA201 | PRODUCTION |  |  | SE-LTV-14OD | SS316
10QUC16AA301KA | Isolation Valve for Pressure Gauge | 10QUC16AA301 | PRODUCTION |  |  | SE-LTV-14OD | SS316
20QUC16AA301KA | Isolation Valve for Pressure Gauge | 20QUC16AA301 | PRODUCTION |  |  | SE-LTV-14OD | SS316
10QUC16AA501KA | Sample Relief Valve | 10QUC16AA501 | PRODUCTION |  |  | SRV-14 | SS316
20QUC16AA501KA | Sample Relief Valve | 20QUC16AA501 | PRODUCTION |  |  | SRV-14 | SS316
10QUC16AC001KC | Economizer | 10QUC16AC001 | PRODUCTION |  |  | SC-4-6-INC | SS316
20QUC16AC001KC | Economizer | 20QUC16AC001 | PRODUCTION |  |  | SC-4-6-INC | SS316
10QUC16AT001KT | Strainer/Filter | 10QUC16AT001 | PRODUCTION |  |  | SF-14A | SS316
20QUC16AT001KT | Strainer/Filter | 20QUC16AT001 | PRODUCTION |  |  | SF-14A | SS316
10QUD10AA012KA | Sample Isolation Valve - HT | 10QUD10AA012 | PRODUCTION |  |  | SE-HTV-14OD | SS316
20QUD10AA012KA | Sample Isolation Valve - HT | 20QUD10AA012 | PRODUCTION |  |  | SE-HTV-14OD | SS316
10QUD10AA013KA | Sample Isolation Valve - HT | 10QUD10AA013 | PRODUCTION |  |  | SE-HTV-14OD | SS316
20QUD10AA013KA | Sample Isolation Valve - HT | 20QUD10AA013 | PRODUCTION |  |  | SE-HTV-14OD | SS316
10QUD10AA014KA | Grab Sample Valve | 10QUD10AA014 | PRODUCTION |  |  | SE-3WBV-14OD | SS316
20QUD10AA014KA | Grab Sample Valve | 20QUD10AA014 | PRODUCTION |  |  | SE-3WBV-14OD | SS316
10QUD10AA015KA | Valve Inlet To Cation Columns | 10QUD10AA015 | PRODUCTION |  |  | SE-3WBV-14OD | SS316
20QUD10AA015KA | Valve Inlet To Cation Columns | 20QUD10AA015 | PRODUCTION |  |  | SE-3WBV-14OD | SS316
10QUD10AA016KA | Valve Outlet To Cation Columns | 10QUD10AA016 | PRODUCTION |  |  | SE-3WBV-14OD | SS316
20QUD10AA016KA | Valve Outlet To Cation Columns | 20QUD10AA016 | PRODUCTION |  |  | SE-3WBV-14OD | SS316
10QUD10AA150KA | Pressure Reducer Vrts | 10QUD10AA150 | PRODUCTION |  |  | VRTS-4-400 | SS316
20QUD10AA150KA | Pressure Reducer Vrts | 20QUD10AA150 | PRODUCTION |  |  | VRTS-4-400 | SS316
10QUD10AA151KA | Back pressure regulator | 10QUD10AA151 | PRODUCTION |  |  | BPRV-4-250 | SS316
20QUD10AA151KA | Back pressure regulator | 20QUD10AA151 | PRODUCTION |  |  | BPRV-4-250 | SS316
10QUD10AA201KA | Sample Blowdown Valve - HT | 10QUD10AA201 | PRODUCTION |  |  | SE-HTV-14OD | SS316
20QUD10AA201KA | Sample Blowdown Valve - HT | 20QUD10AA201 | PRODUCTION |  |  | SE-HTV-14OD | SS316
10QUD10AA301KA | Isolation Valve for Pressure Gauge | 10QUD10AA301 | PRODUCTION |  |  | SE-LTV-14OD | SS316
20QUD10AA301KA | Isolation Valve for Pressure Gauge | 20QUD10AA301 | PRODUCTION |  |  | SE-LTV-14OD | SS316
10QUD10AA501KA | Sample Relief Valve | 10QUD10AA501 | PRODUCTION |  |  | SRV-14 | SS316
20QUD10AA501KA | Sample Relief Valve | 20QUD10AA501 | PRODUCTION |  |  | SRV-14 | SS316
10QUD10AC001KC | Economizer | 10QUD10AC001 | PRODUCTION |  |  | SC-4-12-INC | SS316
20QUD10AC001KC | Economizer | 20QUD10AC001 | PRODUCTION |  |  | SC-4-12-INC | SS316
10QUD10AT001KT | Economizer | 10QUD10AT001 | PRODUCTION |  |  | SF-14A | SS316
20QUD10AT001KT | Economizer | 20QUD10AT001 | PRODUCTION |  |  | SF-14A | SS316
10QUD10AT002KT | Economizer | 10QUD10AT002 | PRODUCTION |  |  | SC-RC-13 | CLEAR ACRYLIC
20QUD10AT002KT | Economizer | 20QUD10AT002 | PRODUCTION |  |  | SC-RC-13 | CLEAR ACRYLIC
10QUD10AT010KT | Cat.1 Exchange Column | 10QUD10AT010 | PRODUCTION |  |  | SC-RC-13 | CLEAR ACRYLIC
20QUD10AT010KT | Cat.1 Exchange Column | 20QUD10AT010 | PRODUCTION |  |  | SC-RC-13 | CLEAR ACRYLIC
10QUD10CF501QP | Flow gauge | 10QUD10CF501 | PRODUCTION |  |  | ST-5 | 0
20QUD10CF501QP | Flow gauge | 20QUD10CF501 | PRODUCTION |  |  | ST-5 | 0
10QUD10CF502QP | Flow gauge | 10QUD10CF502 | PRODUCTION |  |  | ST-5 | 0
20QUD10CF502QP | Flow gauge | 20QUD10CF502 | PRODUCTION |  |  | ST-5 | 0
10QUD10CF503QP | Flow gauge | 10QUD10CF503 | PRODUCTION |  |  | ST-5 | 0
20QUD10CF503QP | Flow gauge | 20QUD10CF503 | PRODUCTION |  |  | ST-5 | 0
10QUD10CF504QP | Flow gauge | 10QUD10CF504 | PRODUCTION |  |  | ST-5 | 0
20QUD10CF504QP | Flow gauge | 20QUD10CF504 | PRODUCTION |  |  | ST-5 | 0
10QUD10CF505QP | Flow gauge | 10QUD10CF505 | PRODUCTION |  |  | ST-5 | 0
20QUD10CF505QP | Flow gauge | 20QUD10CF505 | PRODUCTION |  |  | ST-5 | 0
10QUE10AA012KA | Sample Isolation Valve - HT | 10QUE10AA012 | PRODUCTION |  |  | SE-HTV-14OD | SS316
20QUE10AA012KA | Sample Isolation Valve - HT | 20QUE10AA012 | PRODUCTION |  |  | SE-HTV-14OD | SS316
10QUE10AA013KA | Sample Isolation Valve - Ht | 10QUE10AA013 | PRODUCTION |  |  | SE-HTV-14OD | SS316
20QUE10AA013KA | Sample Isolation Valve - Ht | 20QUE10AA013 | PRODUCTION |  |  | SE-HTV-14OD | SS316
10QUE10AA014KA | Grab Sample Valve | 10QUE10AA014 | PRODUCTION |  |  | SE-3WBV-14OD | SS316
20QUE10AA014KA | Grab Sample Valve | 20QUE10AA014 | PRODUCTION |  |  | SE-3WBV-14OD | SS316
10QUE10AA015KA | Valve Inlet To Cation Columns | 10QUE10AA015 | PRODUCTION |  |  | SE-3WBV-14OD | SS316
20QUE10AA015KA | Valve Inlet To Cation Columns | 20QUE10AA015 | PRODUCTION |  |  | SE-3WBV-14OD | SS316
10QUE10AA016KA | Valve Outlet To Cation Columns | 10QUE10AA016 | PRODUCTION |  |  | SE-3WBV-14OD | SS316
20QUE10AA016KA | Valve Outlet To Cation Columns | 20QUE10AA016 | PRODUCTION |  |  | SE-3WBV-14OD | SS316
10QUE10AA150KA | Pressure Reducer Vrts | 10QUE10AA150 | PRODUCTION |  |  | VRTS-4-400 | SS316
20QUE10AA150KA | Pressure Reducer Vrts | 20QUE10AA150 | PRODUCTION |  |  | VRTS-4-400 | SS316
10QUE10AA151KA | Back pressure regulator | 10QUE10AA151 | PRODUCTION |  |  | BPRV-4-250 | SS316
20QUE10AA151KA | Back pressure regulator | 20QUE10AA151 | PRODUCTION |  |  | BPRV-4-250 | SS316
10QUE10AA201KA | Sample Blowdown Valve - HT | 10QUE10AA201 | PRODUCTION |  |  | SE-HTV-14OD | SS316
20QUE10AA201KA | Sample Blowdown Valve - HT | 20QUE10AA201 | PRODUCTION |  |  | SE-HTV-14OD | SS316
10QUE10AA301KA | Isolation Valve for Pressure Gauge | 10QUE10AA301 | PRODUCTION |  |  | SE-LTV-14OD | SS316
20QUE10AA301KA | Isolation Valve for Pressure Gauge | 20QUE10AA301 | PRODUCTION |  |  | SE-LTV-14OD | SS316
10QUE10AA501KA | Sample Relief Valve | 10QUE10AA501 | PRODUCTION |  |  | SRV-14 | SS316
20QUE10AA501KA | Sample Relief Valve | 20QUE10AA501 | PRODUCTION |  |  | SRV-14 | SS316
10QUE10AC001KC | Economizer | 10QUE10AC001 | PRODUCTION |  |  | SC-4-12-INC | SS316
20QUE10AC001KC | Economizer | 20QUE10AC001 | PRODUCTION |  |  | SC-4-12-INC | SS316
10QUE10AT001KT | Strainer/Filter | 10QUE10AT001 | PRODUCTION |  |  | SF-14A | SS316
20QUE10AT001KT | Strainer/Filter | 20QUE10AT001 | PRODUCTION |  |  | SF-14A | SS316
10QUE10AT002KT | Cat.2 Exchange Column | 10QUE10AT002 | PRODUCTION |  |  | SC-RC-13 | CLEAR ACRYLIC
20QUE10AT002KT | Cat.2 Exchange Column | 20QUE10AT002 | PRODUCTION |  |  | SC-RC-13 | CLEAR ACRYLIC
10QUE10AT010KT | Cat.1 Exchange Column | 10QUE10AT010 | PRODUCTION |  |  | SC-RC-13 | CLEAR ACRYLIC
20QUE10AT010KT | Cat.1 Exchange Column | 20QUE10AT010 | PRODUCTION |  |  | SC-RC-13 | CLEAR ACRYLIC
10QUE10CF501QP | Flow gauge | 10QUE10CF501 | PRODUCTION |  |  | ST-5 | 0
20QUE10CF501QP | Flow gauge | 20QUE10CF501 | PRODUCTION |  |  | ST-5 | 0
10QUE10CF503QP | Flow gauge | 10QUE10CF503 | PRODUCTION |  |  | ST-5 | 0
20QUE10CF503QP | Flow gauge | 20QUE10CF503 | PRODUCTION |  |  | ST-5 | 0
10QUF10AA012KA | Sample Isolation Valve - HT | 10QUF10AA012 | PRODUCTION |  |  | SE-HTV-14OD | SS316
20QUF10AA012KA | Sample Isolation Valve - HT | 20QUF10AA012 | PRODUCTION |  |  | SE-HTV-14OD | SS316
10QUF10AA013KA | Sample Isolation Valve - HT | 10QUF10AA013 | PRODUCTION |  |  | SE-HTV-14OD | SS316
20QUF10AA013KA | Sample Isolation Valve - HT | 20QUF10AA013 | PRODUCTION |  |  | SE-HTV-14OD | SS316
10QUF10AA014KA | Grab Sample Valve | 10QUF10AA014 | PRODUCTION |  |  | SE-3WBV-14OD | SS316
20QUF10AA014KA | Grab Sample Valve | 20QUF10AA014 | PRODUCTION |  |  | SE-3WBV-14OD | SS316
10QUF10AA015KA | Valve Inlet To Cation Column | 10QUF10AA015 | PRODUCTION |  |  | SE-3WBV-14OD | SS316
20QUF10AA015KA | Valve Inlet To Cation Column | 20QUF10AA015 | PRODUCTION |  |  | SE-3WBV-14OD | SS316
10QUF10AA016KA | Valve Outlet To Cation Column | 10QUF10AA016 | PRODUCTION |  |  | SE-3WBV-14OD | SS316
20QUF10AA016KA | Valve Outlet To Cation Column | 20QUF10AA016 | PRODUCTION |  |  | SE-3WBV-14OD | SS316
10QUF10AA150KA | Pressure Reducer Vrts | 10QUF10AA150 | PRODUCTION |  |  | VRTS-4-400 | SS316
20QUF10AA150KA | Pressure Reducer Vrts | 20QUF10AA150 | PRODUCTION |  |  | VRTS-4-400 | SS316
10QUF10AA151KA | Back pressure regulator | 10QUF10AA151 | PRODUCTION |  |  | BPRV-4-250 | SS316
20QUF10AA151KA | Back pressure regulator | 20QUF10AA151 | PRODUCTION |  |  | BPRV-4-250 | SS316
10QUF10AA201KA | Sample Blowdown Valve - HT | 10QUF10AA201 | PRODUCTION |  |  | SE-HTV-14OD | SS316
20QUF10AA201KA | Sample Blowdown Valve - HT | 20QUF10AA201 | PRODUCTION |  |  | SE-HTV-14OD | SS316
10QUF10AA301KA | Isolation Valve for Pressure Gauge | 10QUF10AA301 | PRODUCTION |  |  | SE-LTV-14OD | SS316
20QUF10AA301KA | Isolation Valve for Pressure Gauge | 20QUF10AA301 | PRODUCTION |  |  | SE-LTV-14OD | SS316
10QUF10AA501KA | Sample Relief Valve | 10QUF10AA501 | PRODUCTION |  |  | SRV-14 | SS316
20QUF10AA501KA | Sample Relief Valve | 20QUF10AA501 | PRODUCTION |  |  | SRV-14 | SS316
10QUF10AC001KC | Economizer | 10QUF10AC001 | PRODUCTION |  |  | SC-6-12-INC | SS316
20QUF10AC001KC | Economizer | 20QUF10AC001 | PRODUCTION |  |  | SC-6-12-INC | SS316
10QUF10AT001KT | Strainer/Filter | 10QUF10AT001 | PRODUCTION |  |  | SF-14A | SS316
20QUF10AT001KT | Strainer/Filter | 20QUF10AT001 | PRODUCTION |  |  | SF-14A | SS316
10QUF10AT002KT | Strainer/Filter | 10QUF10AT002 | PRODUCTION |  |  | SC-RC-13 | CLEAR ACRYLIC
20QUF10AT002KT | Strainer/Filter | 20QUF10AT002 | PRODUCTION |  |  | SC-RC-13 | CLEAR ACRYLIC
10QUF10AT010KT | Cat.1 Exchange Column | 10QUF10AT010 | PRODUCTION |  |  | SC-RC-13 | CLEAR ACRYLIC
20QUF10AT010KT | Cat.1 Exchange Column | 20QUF10AT010 | PRODUCTION |  |  | SC-RC-13 | CLEAR ACRYLIC
10QUF10CF002QB | Rotameter For Cat. Conductivity | 10QUF10CF002 | PRODUCTION |  |  | ST-5 | 0
20QUF10CF002QB | Rotameter For Cat. Conductivity | 20QUF10CF002 | PRODUCTION |  |  | ST-5 | 0
10QUF10CF504QP | Flow gauge | 10QUF10CF504 | PRODUCTION |  |  | ST-5 | 0
20QUF10CF504QP | Flow gauge | 20QUF10CF504 | PRODUCTION |  |  | ST-5 | 0
10QUF10CF506QP | Flow gauge | 10QUF10CF506 | PRODUCTION |  |  | ST-5 | 0
20QUF10CF506QP | Flow gauge | 20QUF10CF506 | PRODUCTION |  |  | ST-5 | 0
10EBA20AF001-M01 | Intermediate slide gate, motor | 10EBA20AF001 | PRODUCTION |  | GEAR MOTOR (190 RPM) | DRN80M6
00EBA32AT001MG | Cleaning belt for magnet separator, gear | 00EBA32AT001 | PRODUCTION |  |  | SA77/T
00EBD31AF001MG2 | Disc screen, Disc rolls gear | 00EBD31AF001 | PRODUCTION |  |  | FA77/G
00EBD33AF001MG1 | Disc screen, Disc rolls, gear | 00EBD33AF001 | PRODUCTION |  |  | GEAR MOTOR SEW FA77/G DRN132S4 5.5kW i=19.7 n2=74i/min
00EBD33AF001MG2 | Disc screen, Disc rolls, gear | 00EBD33AF001 | PRODUCTION |  |  | GEAR MOTOR SEW FA77/G DRN132S4 5.5kW i=19.7 n2=74i/min
00EBD33AF001MG3 | Disc screen, Disc rolls, gear | 00EBD33AF001 | PRODUCTION |  |  | GEAR MOTOR SEW FA77/G DRN132S4 5.5kW i=19.7 n2=74i/min
10HDA15AF001-M01 | Bottom ash screw conveyor 1 - Motor | 10HDA15AF001 | PRODUCTION |  | DIPL:CPV01-0055-1372-1399,A-B | DRN100L4/TF/RI
20HDA15AF001-M01 | Bottom ash screw conveyor 1 - Motor | 20HDA15AF001 | PRODUCTION |  | DIPL:CPV01-0055-1372-1399,A-B | DRN100L4/TF/RI
10HDA25AF001-M01 | Bottom ash screw conveyor 2 - Motor | 10HDA25AF001 | PRODUCTION |  | DIPL:CPV01-0055-1372-1399,A-B | DRN100L4/TF/RI
20HDA25AF001-M01 | Bottom ash screw conveyor 2 - Motor | 20HDA25AF001 | PRODUCTION |  | DIPL:CPV01-0055-1372-1399,A-B | DRN100L4/TF/RI
10HDB10AT001-M01 | Bottom ash sieve - Motor | 10HDB10AT001 | PRODUCTION |  |  | DRN90 L4
20HDB10AT001-M01 | Bottom ash sieve - Motor | 20HDB10AT001 | PRODUCTION |  |  | DRN90 L4
10HDC30AF001-M01 | 3rd pass ash screw conveyor - Motor | 10HDC30AF001 | PRODUCTION |  |  | DRN100 LS4
20HDC30AF001-M01 | 3rd pass ash screw conveyor - Motor | 20HDC30AF001 | PRODUCTION |  |  | DRN100 LS4
10HDC30AF002-M01 | Rotary feeder - Motor | 10HDC30AF002 | PRODUCTION |  |  | DRS71S4/TF
20HDC30AF002-M01 | Rotary feeder - Motor | 20HDC30AF002 | PRODUCTION |  |  | DRS71S4/TF
10HDC31AF001-M01 | 2nd pass ash screw conveyor - Motor | 10HDC31AF001 | PRODUCTION |  |  | DRN90 L4
20HDC31AF001-M01 | 2nd pass ash screw conveyor - Motor | 20HDC31AF001 | PRODUCTION |  |  | DRN90 L4
10HFA10AF001-M01 | PowerScrew 1, reclaimer - Motor | 10HFA10AF001 | PRODUCTION |  | DIPL:CPV01-1M10-1356-1371 | DRN 225 S4/TF/V/RI
10HFA10AF001-M02 | PowerScrew 1, slewing machinery - Motor | 10HFA10AF001 | PRODUCTION |  |  | DRM100 L12/FF
10HFA10AF001-M03 | PowerScrew 1, slewing machinery - Motor | 10HFA10AF001 | PRODUCTION |  |  | DRM100 L12/FF
10HFA10AF001-M05 | Reclaimer 1, cooling fan - Motor | 10HFA10AF001 | PRODUCTION |  |  | /V, incl. in M01
20HFA10AF001-M01 | PowerScrew 1, reclaimer - Motor | 20HFA10AF001 | PRODUCTION |  | DIPL:CPV01-1M10-1356-1371 | DRN 225 S4/TF/V/RI
20HFA10AF001-M02 | PowerScrew 1, slewing machinery - Motor | 20HFA10AF001 | PRODUCTION |  |  | DRM100 L12/FF
20HFA10AF001-M03 | PowerScrew 1, slewing machinery - Motor | 20HFA10AF001 | PRODUCTION |  |  | DRM100 L12/FF
20HFA10AF001-M05 | Reclaimer 1, cooling fan - Motor | 20HFA10AF001 | PRODUCTION |  |  | /V, incl. in M01
10HFA10AM001-M01 | Boiler silo 1 spreader - Motor | 10HFA10AM001 | PRODUCTION |  |  | DRS71 S6
20HFA10AM001-M01 | Boiler silo 1 spreader - Motor | 20HFA10AM001 | PRODUCTION |  |  | DRS71 S6
10HFA20AF001-M01 | PowerScrew 2, reclaimer - Motor | 10HFA20AF001 | PRODUCTION |  | DIPL:CPV01-1M10-1356-1371 | DRN 225 S4/TF/V/RI
10HFA20AF001-M02 | PowerScrew 2, slewing machinery - Motor | 10HFA20AF001 | PRODUCTION |  |  | DRM100 L12/FF
10HFA20AF001-M03 | PowerScrew 2, slewing machinery - Motor | 10HFA20AF001 | PRODUCTION |  |  | DRM100 L12/FF
10HFA20AF001-M05 | Reclaimer 2, cooling fan - Motor | 10HFA20AF001 | PRODUCTION |  |  | /V, incl. in M01
20HFA20AF001-M01 | PowerScrew 2, reclaimer - Motor | 20HFA20AF001 | PRODUCTION |  | DIPL:CPV01-1M10-1356-1371 | DRN 225 S4/TF/V/RI
20HFA20AF001-M02 | PowerScrew 2, slewing machinery - Motor | 20HFA20AF001 | PRODUCTION |  |  | DRM100 L12/FF
20HFA20AF001-M03 | PowerScrew 2, slewing machinery - Motor | 20HFA20AF001 | PRODUCTION |  |  | DRM100 L12/FF
20HFA20AF001-M05 | Reclaimer 2, cooling fan - Motor | 20HFA20AF001 | PRODUCTION |  |  | /V, incl. in M01
10HFA20AM001-M01 | Boiler silo 2 spreader - Motor | 10HFA20AM001 | PRODUCTION |  |  | DRS71 S6
20HFA20AM001-M01 | Boiler silo 2 spreader - Motor | 20HFA20AM001 | PRODUCTION |  |  | DRS71 S6
10HFB11AF001-M01 | Fuel feeding screw 1 - Motor | 10HFB11AF001 | PRODUCTION |  | DIPL:CPV01-0055-1372-1399,A-B | DRN132S4/TF/R1
10HFB11AF001MG | Fuel feeding screw 1, gear | 10HFB11AF001 | PRODUCTION
20HFB11AF001-M01 | Fuel feeding screw 1 - Motor | 20HFB11AF001 | PRODUCTION |  | DIPL:CPV01-0055-1372-1399,A-B | DRN132S4/TF/R1
10HFB12AF001-M01 | Fuel feeding screw 2 - Motor | 10HFB12AF001 | PRODUCTION |  | DIPL:CPV01-0055-1372-1399,A-B | DRN132S4/TF/R1
20HFB12AF001-M01 | Fuel feeding screw 2 - Motor | 20HFB12AF001 | PRODUCTION |  | DIPL:CPV01-0055-1372-1399,A-B | DRN132S4/TF/R1
10HFB21AF001-M01 | Fuel feeding screw 3 - Motor | 10HFB21AF001 | PRODUCTION |  | DIPL:CPV01-0055-1372-1399,A-B | DRN132S4/TF/R1
10HFB21AF001MG | Fuel feeding screw 3, gear | 10HFB21AF001 | PRODUCTION
20HFB21AF001-M01 | Fuel feeding screw 3 - Motor | 20HFB21AF001 | PRODUCTION |  | DIPL:CPV01-0055-1372-1399,A-B | DRN132S4/TF/R1
10HFB22AF001-M01 | Fuel feeding screw 4 - Motor | 10HFB22AF001 | PRODUCTION |  | DIPL:CPV01-0055-1372-1399,A-B | DRN132S4/TF/R1
10HFB22AF001MG | Fuel feeding screw 4, gear | 10HFB22AF001 | PRODUCTION
20HFB22AF001-M01 | Fuel feeding screw 4 - Motor | 20HFB22AF001 | PRODUCTION |  | DIPL:CPV01-0055-1372-1399,A-B | DRN132S4/TF/R1
10HHK10AF001-M01 | Bed material receiving bin screw - Motor | 10HHK10AF001 | PRODUCTION |  |  | DRN160M4/TF
20HHK10AF001-M01 | Bed material receiving bin screw - Motor | 20HHK10AF001 | PRODUCTION |  |  | DRN160M4/TF
10HHK10AF002-M01 | Bed material elevator - Motor | 10HHK10AF002 | PRODUCTION |  |  | DRN132M4/RS/2W
20HHK10AF002-M01 | Bed material elevator - Motor | 20HHK10AF002 | PRODUCTION |  |  | DRN132M4/RS/2W
10HHK30AF001-M01 | Bed material feeding screw - Motor | 10HHK30AF001 | PRODUCTION |  |  | DRN100 L4
10HHK30AF001MG | Bed material feeding screw, gear | 10HHK30AF001 | PRODUCTION
20HHK30AF001-M01 | Bed material feeding screw - Motor | 20HHK30AF001 | PRODUCTION |  |  | DRN100 L4
10HTF10AF001-M01 | Recycle rotary feeder - Motor | 10HTF10AF001 | PRODUCTION |  | DIPL:CPV01-0055-1372-1399,A-B | FT97 DRN132M4/BE11/V | Carbon steel
20HTF10AF001-M01 | Recycle rotary feeder - Motor | 20HTF10AF001 | PRODUCTION |  | DIPL:CPV01-0055-1372-1399,A-B | FT97 DRN132M4/BE11/V | Carbon steel
10HTF11AM001-M01 | Mixer - Motor | 10HTF11AM001 | PRODUCTION |  |  | KA97/T DRN200L4/DH | Carbon steel
10HTF11AM001MG | Mixer, gear, gear | 10HTF11AM001 | PRODUCTION |  |  | KA97/T DRN200L4/DH | EN10025-S235JR
20HTF11AM001-M01 | Mixer - Motor | 20HTF11AM001 | PRODUCTION |  |  | KA97/T DRN200L4/DH | carbon steel
20HTF11AM001MG | Mixer, gear, gear | 20HTF11AM001 | PRODUCTION |  |  | KA97/T DRN200L4/DH | EN10025-S235JR
10HTJ11AF001-M01 | Reagent feeder - Motor | 10HTJ11AF001 | PRODUCTION |  |  | R47DRN90S4 | Carbon steel
10HTJ11AF001MG | Big bag station lime feeder, gear | 10HTJ11AF001 | PRODUCTION |  |  | R47DRN90S4
20HTJ11AF001-M01 | Reagent feeder - Motor | 20HTJ11AF001 | PRODUCTION |  |  | R47DRN90S4 | Carbon steel
20HTJ11AF001MG | Big bag station lime feeder, gear | 20HTJ11AF001 | PRODUCTION |  |  | R47DRN90S4
10HTK10AM001-M01 | Hydrator - Motor | 10HTK10AM001 | PRODUCTION |  |  | KA97/T DRN200L4/DH | Carbon steel
10HTK10AM001MG | Hydrator - gear, gear | 10HTK10AM001 | PRODUCTION |  |  | KA97/T DRN200L4/DH | EN10025-S235JR
20HTK10AM001-M01 | Hydrator - Motor | 20HTK10AM001 | PRODUCTION |  |  | KA97/T DRN200L4/DH | carbon steel
20HTK10AM001MG | Hydrator - gear | 20HTK10AM001 | PRODUCTION |  |  | KA97/T DRN200L4/DH | EN10025-S235JR
10EBA10AF001-M01 | Intermediate slide gate, motor | 10EBA10AF001 | PRODUCTION |  | GEAR MOTOR (190 RPM) | DRN80M4
10EBA10AF001MG | Intermediate slide gate, gear | 10EBA10AF001 | PRODUCTION |  |  | GEAR MOTOR SEW SAF47 DRN80M4 0.75 KW I=7.28 M1/270
10EBA10AF002-M01 | Intermediate slide gate, motor | 10EBA10AF002 | PRODUCTION |  | GEAR MOTOR (190 RPM) | DRN80M4
10EBA10AF002MG | Intermediate slide gate, gear | 10EBA10AF002 | PRODUCTION |  |  | GEAR MOTOR SEW SAF47 DRN80M4 0.75 KW I=7.28 M1/270
20EBA20AF001-M01 | Intermediate slide gate, motor | 20EBA20AF001 | PRODUCTION |  | GEAR MOTOR (190 RPM) | DRN80M4
00EBA32AT001-M01 | Cleaning belt for magnet separator, motor | 00EBA32AT001 | PRODUCTION |  |  | DRN132S4
20LAA10AA204-F1 | Close position feedback-deaerator overflow vlv | 20LAA10AA204 | PRODUCTION |  |  | JLSL1
20EBA20AF001MG | Intermediate slide gate, gear | 20EBA20AF001 | PRODUCTION |  |  | GEAR MOTOR SEW SAF47 DRN80M4 0.75 KW I=7.28 M1/270
00EBA32AF001-M01 | Belt conveyor (BBC10-) , motor | 00EBA32AF001 | PRODUCTION |  | FIRE RESISTANT GRADE | DRN132S4
00EBA32AF001MG | Belt conveyor (BBC10-) , gear | 00EBA32AF001 | PRODUCTION |  |  | GEAR MOTOR SEW 5.5 kW KA87TDRP132MC4 i=31,39
00EBD31AF001-M01 | Disc screen (SCD20-), motor | 00EBD31AF001 | PRODUCTION |  | IFO 160, VFD | DRN112M4
00EBD31AF001-M02 | Disc screen, Disc rolls | 00EBD31AF001 | PRODUCTION |  |  | DRN132S4
00EBD31AF001MG | Disc screen (SCD20-), gear | 00EBD31AF001 | PRODUCTION |  |  | GEAR MOTOR SEW FA77/G DRN132S4 5.5kW i=19.7 n2=74i/min
00EBD33AF001-M01 | Disc screen (SCB10-15-15-42), motor | 00EBD33AF001 | PRODUCTION |  | IFO 45 MM | DRN132S4
00EBD33AF001-M02 | Disc screen, Disc rolls | 00EBD33AF001 | PRODUCTION |  |  | DRN132S4
00EBD33AF001-M03 | Disc screen, Disc rolls | 00EBD33AF001 | PRODUCTION |  |  | DRN132S4
10HDC51AF001-M01 | Air lock feeder motor | 10HDC51AF001 | PRODUCTION |  | 64.7538 | DRN100L4/TF
20HDC51AF001-M01 | Air lock feeder motor | 20HDC51AF001 | PRODUCTION |  | 64.7538 | DRN100L4/TF
10HDC53AF001-M01 | Ash humidifier Raumaster motor | 10HDC53AF001 | PRODUCTION |  | 64.7538 | DRN180L4
20HDC53AF001-M01 | Ash humidifier Raumaster motor | 20HDC53AF001 | PRODUCTION |  | 64.7538 | DRN180L4
10HDC61AF001-M01 | Air lock feeder motor | 10HDC61AF001 | PRODUCTION |  | 64.7538 | DRN100L4
20HDC61AF001-M01 | Air lock feeder motor | 20HDC61AF001 | PRODUCTION |  | 64.7538 | DRN100L4
00GAF10AP001KP | River water intake pump 1 | 00GAF10AP001 | PRODUCTION |  |  | SHS SERIES
00GAF10AP002KP | River water intake pump 2 | 00GAF10AP002 | PRODUCTION |  |  | SHS SERIES
00GAF10AP003KP | River water intake pump 3 | 00GAF10AP003 | PRODUCTION |  |  | SHS SERIES
00GAF10AP004KP | River dredging pump 4 | 00GAF10AP004 | PRODUCTION |  |  | SHS SERIES
00GAF10AP005KP | River dredging pump 5 | 00GAF10AP005 | PRODUCTION |  |  | SHS SERIES
00GAF19AP001KP | Peat Run off Pond | 00GAF19AP001 | PRODUCTION
00GTS59BB015KD | Dual media filter | 00GTS59BB015 | PRODUCTION |  |  | 1054 | FRP
00GTS59BB016KD | Activated carbon filter | 00GTS59BB016 | PRODUCTION |  |  | 1248 | FRP
00SGA01AA001KA | Gate valve | 00SGA01AA001 | PRODUCTION |  |  | SD-OSY250FF-D
00SGA01AA002KA | Gate valve | 00SGA01AA002 | PRODUCTION |  |  | SD-OSY250FF-D
00SGA01AA701KA | Check valve | 00SGA01AA701 | PRODUCTION |  |  | SD-NRV200FF-D
00SGA01AA702KA | Check valve | 00SGA01AA702 | PRODUCTION |  |  | SD-NRV200FF-D
00SGA01AA703KA | Check valve | 00SGA01AA703 | PRODUCTION |  |  | SD-NRV200FF-D
00SGA01AA704KA | Check valve | 00SGA01AA704 | PRODUCTION |  |  | SD-NRV200FF-D
00SGA01AA705KA | Check valve | 00SGA01AA705 | PRODUCTION |  |  | SD-NRV200FF-D
00SGA01AS001MZ | Flexible Connection | 00SGA01AS001 | PRODUCTION
00SGA01AS002MZ | Flexible Connection | 00SGA01AS002 | PRODUCTION
00SGA01AS003MZ | Flexible Connection | 00SGA01AS003 | PRODUCTION
00SGA01AS004MZ | Flexible Connection | 00SGA01AS004 | PRODUCTION
00SGA01BB001KD | Pressure Water Accmulator Tank With Accessories | 00SGA01BB001 | PRODUCTION |  |  | SDPT2000-16T
00SGC01AA401KA | Deluge valve SOLENOID | 00SGC01AA401 | PRODUCTION |  |  | SD-DVH2
00SGC02AA401KA | Deluge valve SOLENOID | 00SGC02AA401 | PRODUCTION |  |  | SD-DVH2
00SGC03AA401KA | Deluge valve SOLENOID | 00SGC03AA401 | PRODUCTION |  |  | SD-DVH2
00SGC05AA401KA | Deluge valve SOLENOID | 00SGC05AA401 | PRODUCTION |  |  | SD-DVH2
00SGC06AA401KA | Deluge valve SOLENOID | 00SGC06AA401 | PRODUCTION |  |  | SD-DVH2
00SGE01AT101KT | Y- Strainer | 00SGE01AT101 | PRODUCTION |  |  | SD-YS16-30M
00SGE01CF201-F01 | Flow Switch | 00SGE01CF201 | PRODUCTION |  |  | SD-WFD SERIES
00SGE02AT101KT | Y- Strainer | 00SGE02AT101 | PRODUCTION |  |  | SD-YS16-30M
00SGE02CF201-F01 | Flow Switch | 00SGE02CF201 | PRODUCTION |  |  | SD-WFD SERIES
00SGE03AA401KA | Alarm Valve Assembly With Trim Assembly (Peat conveyor) | 00SGE03AA401 | PRODUCTION |  |  | SDH-AVA | A536 GR.65-45-12
00SGE03AT101KT | Y- Strainer | 00SGE03AT101 | PRODUCTION |  |  | SD-YS16-30M
00SGE03CF201-F01 | Flow Switch | 00SGE03CF201 | PRODUCTION |  |  | SD-WFD SERIES
00SGE04AT101KT | Y- Strainer | 00SGE04AT101 | PRODUCTION |  |  | SD-YS16-30M
00SGE04CF201-F01 | Flow Switch | 00SGE04CF201 | PRODUCTION |  |  | SD-WFD SERIES
00SGE05AA401KA | Alarm Valve Assembly With Trim Assembly | 00SGE05AA401 | PRODUCTION |  |  | SDH-AVA | A536 GR.65-45-12
00SGE05AT101KT | Y- Strainer | 00SGE05AT101 | PRODUCTION |  |  | SD-YS16-30M
00SGE05CF201-F01 | Flow Switch | 00SGE05CF201 | PRODUCTION |  |  | SD-WFD SERIES
00SGE06AT101KT | Y- Strainer | 00SGE06AT101 | PRODUCTION |  |  | SD-YS16-30M
00SGE06CF201-F01 | Flow Switch | 00SGE06CF201 | PRODUCTION |  |  | SD-WFD SERIES
00SGE07AA401KA | Alarm Valve Assembly With Trim Assembly( Cable Galleries) | 00SGE07AA401 | PRODUCTION |  |  | SDH-AVA | A536 GR.65-45-12
00SGE07AT101KT | Y- Strainer | 00SGE07AT101 | PRODUCTION |  |  | SD-YS16-30M
00SGE07CF201-F01 | Flow Switch | 00SGE07CF201 | PRODUCTION |  |  | SD-WFD SERIES
00SGF01AA401KA | Deluge valve SOLENOID | 00SGF01AA401 | PRODUCTION |  |  | SD-DVH2
00SGF01AT101KT | Y- Strainer | 00SGF01AT101 | PRODUCTION |  |  | SD-YS16-30M
00SGF03AA401KA | Safety valve | 00SGF03AA401 | PRODUCTION |  |  | SDH-AVA
00SGF03AT101KT | Y- Strainer | 00SGF03AT101 | PRODUCTION |  |  | SD-YS16-30M
00SGF03CF201-F01 | Flow Switch | 00SGF03CF201 | PRODUCTION |  |  | SD-WFD SERIES
00SGF04AA401KA | Safety valve | 00SGF04AA401 | PRODUCTION |  |  | SDH-AVA
00SGF04AT101KT | Y- Strainer | 00SGF04AT101 | PRODUCTION |  |  | SD-YS16-30M
00SGF04CF201-F01 | Flow Switch | 00SGF04CF201 | PRODUCTION |  |  | SD-WFD SERIES
00SGA01CP501QP | Pressure Gauge | 00SGA01CP501 | PRODUCTION |  |  | SD-P1
00SGA01CP502QP | Pressure Gauge | 00SGA01CP502 | PRODUCTION |  |  | SD-P1
00SGA01CP503QP | Pressure Gauge | 00SGA01CP503 | PRODUCTION |  |  | SD-P1
00SGA01CP504QP | Pressure Gauge | 00SGA01CP504 | PRODUCTION |  |  | SD-P1
00SGA01CP505QP | Pressure Gauge | 00SGA01CP505 | PRODUCTION |  |  | SD-P1
00SGA01CP506QP | Pressure Gauge | 00SGA01CP506 | PRODUCTION |  |  | SD-P1
00SGA01CP507QP | Pressure Gauge | 00SGA01CP507 | PRODUCTION |  |  | SD-P1
00SGA01CP508QP | Pressure Gauge | 00SGA01CP508 | PRODUCTION |  |  | SD-P1
00SGC01CP501QP | Pressure Gauge | 00SGC01CP501 | PRODUCTION |  |  | SD-P1
00SGC01CP502QP | Pressure Gauge | 00SGC01CP502 | PRODUCTION |  |  | SD-P1
00SGC02CP501QP | Pressure Gauge | 00SGC02CP501 | PRODUCTION |  |  | SD-P1
00SGC02CP502QP | Pressure Gauge | 00SGC02CP502 | PRODUCTION |  |  | SD-P1
00SGC03CP501QP | Pressure Gauge | 00SGC03CP501 | PRODUCTION |  |  | SD-P1
00SGC03CP502QP | Pressure Gauge | 00SGC03CP502 | PRODUCTION |  |  | SD-P1
00SGC04CP501QP | Pressure Gauge | 00SGC04CP501 | PRODUCTION |  |  | SD-P1
00SGC04CP502QP | Pressure Gauge | 00SGC04CP502 | PRODUCTION |  |  | SD-P1
00SGC05CP501QP | Pressure Gauge | 00SGC05CP501 | PRODUCTION |  |  | SD-P1
00SGC05CP502QP | Pressure Gauge | 00SGC05CP502 | PRODUCTION |  |  | SD-P1
00SGC06CP501QP | Pressure Gauge | 00SGC06CP501 | PRODUCTION |  |  | SD-P1
00SGC06CP502QP | Pressure Gauge | 00SGC06CP502 | PRODUCTION |  |  | SD-P1
00SGE01CP501QP | Pressure Gauge | 00SGE01CP501 | PRODUCTION |  |  | SD-P1
00SGE01CP502QP | Pressure Gauge | 00SGE01CP502 | PRODUCTION |  |  | SD-P1
00SGE01CP503QP | Pressure Gauge | 00SGE01CP503 | PRODUCTION |  |  | SD-P1
00SGE02CP501QP | Pressure Gauge | 00SGE02CP501 | PRODUCTION |  |  | SD-P1
00SGE02CP502QP | Pressure Gauge | 00SGE02CP502 | PRODUCTION |  |  | SD-P1
00SGE02CP503QP | Pressure Gauge | 00SGE02CP503 | PRODUCTION |  |  | SD-P1
00SGE03CP501QP | Pressure Gauge | 00SGE03CP501 | PRODUCTION |  |  | SD-P1
00SGE03CP502QP | Pressure Gauge | 00SGE03CP502 | PRODUCTION |  |  | SD-P1
00SGE03CP503QP | Pressure Gauge | 00SGE03CP503 | PRODUCTION |  |  | SD-P1
00SGE04CP501QP | Pressure Gauge | 00SGE04CP501 | PRODUCTION |  |  | SD-P1
00SGE04CP502QP | Pressure Gauge | 00SGE04CP502 | PRODUCTION |  |  | SD-P1
00SGE04CP503QP | Pressure Gauge | 00SGE04CP503 | PRODUCTION |  |  | SD-P1
00SGE05CP501QP | Pressure Gauge | 00SGE05CP501 | PRODUCTION |  |  | SD-P1
00SGE05CP502QP | Pressure Gauge | 00SGE05CP502 | PRODUCTION |  |  | SD-P1
00SGE05CP503QP | Pressure Gauge | 00SGE05CP503 | PRODUCTION |  |  | SD-P1
00SGE06CP501QP | Pressure Gauge | 00SGE06CP501 | PRODUCTION |  |  | SD-P1
00SGE06CP502QP | Pressure Gauge | 00SGE06CP502 | PRODUCTION |  |  | SD-P1
00SGE06CP503QP | Pressure Gauge | 00SGE06CP503 | PRODUCTION |  |  | SD-P1
00SGE07CP501QP | Pressure Gauge | 00SGE07CP501 | PRODUCTION |  |  | SD-P1
00SGE07CP502QP | Pressure Gauge | 00SGE07CP502 | PRODUCTION |  |  | SD-P1
00SGE07CP503QP | Pressure Gauge | 00SGE07CP503 | PRODUCTION |  |  | SD-P1
00SGF01CP501QP | Pressure Gauge | 00SGF01CP501 | PRODUCTION |  |  | SD-P1
00SGF01CP502QP | Pressure Gauge | 00SGF01CP502 | PRODUCTION |  |  | SD-P1
00SGF02CP501QP | Pressure Gauge | 00SGF02CP501 | PRODUCTION |  |  | SD-P1
00SGF02CP502QP | Pressure Gauge | 00SGF02CP502 | PRODUCTION |  |  | SD-P1
00SGF03CP501QP | Pressure Gauge | 00SGF03CP501 | PRODUCTION |  |  | SD-P1
00SGF03CP502QP | Pressure Gauge | 00SGF03CP502 | PRODUCTION |  |  | SD-P1
10PAD01CY001QB | Vibration sensor | 10PAD01CY001 | PRODUCTION |  |  | CWP?A1 DE VIB?X
20PAD01CY001QB | Vibration sensor | 20PAD01CY001 | PRODUCTION |  |  | CWP?B1 DE VIB?X
10PAD01CY002QB | Vibration sensor | 10PAD01CY002 | PRODUCTION |  |  | CWP?A1 DE VIB?Y
20PAD01CY002QB | Vibration sensor | 20PAD01CY002 | PRODUCTION |  |  | CWP?B1 DE VIB?Y
10PAD01CY003QB | Vibration sensor | 10PAD01CY003 | PRODUCTION |  |  | CWP?A1 NDE VIB?X
20PAD01CY003QB | Vibration sensor | 20PAD01CY003 | PRODUCTION |  |  | CWP?B1 NDE VIB?X
10PAD01CY004QB | Vibration sensor | 10PAD01CY004 | PRODUCTION |  |  | CWP?A1 NDE VIB?Y
20PAD01CY004QB | Vibration sensor | 20PAD01CY004 | PRODUCTION |  |  | CWP?B1 NDE VIB?Y
10PAD01CY005QB | Vibration sensor | 10PAD01CY005 | PRODUCTION |  |  | CWP?A1 MOTOR DE VIB?X
20PAD01CY005QB | Vibration sensor | 20PAD01CY005 | PRODUCTION |  |  | CWP?B1 MOTOR DE VIB?X
10PAD01CY006QB | Vibration sensor | 10PAD01CY006 | PRODUCTION |  |  | CWP?A1 MOTOR DE VIB?Y
20PAD01CY006QB | Vibration sensor | 20PAD01CY006 | PRODUCTION |  |  | CWP?B1 MOTOR DE VIB?Y
10PAD01CY007QB | Vibration sensor | 10PAD01CY007 | PRODUCTION |  |  | CWP?A1 MOTOR NDE VIB?X
20PAD01CY007QB | Vibration sensor | 20PAD01CY007 | PRODUCTION |  |  | CWP?B1 MOTOR NDE VIB?X
10PAD01CY008QB | Vibration sensor | 10PAD01CY008 | PRODUCTION |  |  | CWP?A1 MOTOR NDE VIB?Y
20PAD01CY008QB | Vibration sensor | 20PAD01CY008 | PRODUCTION |  |  | CWP?B1 MOTOR NDE VIB?Y
10PAD02CY001QB | Vibration sensor | 10PAD02CY001 | PRODUCTION |  |  | CWP?A2 DE VIB?X
20PAD02CY001QB | Vibration sensor | 20PAD02CY001 | PRODUCTION |  |  | CWP?B2 DE VIB?X
10PAD02CY002QB | Vibration sensor | 10PAD02CY002 | PRODUCTION |  |  | CWP?A2 DE VIB?Y
20PAD02CY002QB | Vibration sensor | 20PAD02CY002 | PRODUCTION |  |  | CWP?B2 DE VIB?Y
10PAD02CY003QB | Vibration sensor | 10PAD02CY003 | PRODUCTION |  |  | CWP?A2 NDE VIB?X
20PAD02CY003QB | Vibration sensor | 20PAD02CY003 | PRODUCTION |  |  | CWP?B2 NDE VIB?X
10PAD02CY004QB | Vibration sensor | 10PAD02CY004 | PRODUCTION |  |  | CWP?A2 NDE VIB?Y
20PAD02CY004QB | Vibration sensor | 20PAD02CY004 | PRODUCTION |  |  | CWP?B2 NDE VIB?Y
10PAD02CY005QB | Vibration sensor | 10PAD02CY005 | PRODUCTION |  |  | CWP?A2 MOTOR DE VIB?X
20PAD02CY005QB | Vibration sensor | 20PAD02CY005 | PRODUCTION |  |  | CWP?B2 MOTOR DE VIB?X
10PAD02CY006QB | Vibration sensor | 10PAD02CY006 | PRODUCTION |  |  | CWP?A2 MOTOR DE VIB?Y
20PAD02CY006QB | Vibration sensor | 20PAD02CY006 | PRODUCTION |  |  | CWP?B2 MOTOR DE VIB?Y
10PAD02CY007QB | Vibration sensor | 10PAD02CY007 | PRODUCTION |  |  | CWP?A2 MOTOR NDE VIB?X
20PAD02CY007QB | Vibration sensor | 20PAD02CY007 | PRODUCTION |  |  | CWP?B2 MOTOR NDE VIB?X
10PAD02CY008QB | Vibration sensor | 10PAD02CY008 | PRODUCTION |  |  | CWP?A2 MOTOR NDE VIB?Y
20PAD02CY008QB | Vibration sensor | 20PAD02CY008 | PRODUCTION |  |  | CWP?B2 MOTOR NDE VIB?Y
10HAD10BB001KD | Steam Drum | 10HAD10BB001 | PRODUCTION |  | SERIAL NO: A 10215 | Serial no: A 10215
20HAD10BB001KD | Steam Drum | 20HAD10BB001 | PRODUCTION |  | SERIAL NO: A 10216 | Serial no: A 10216
10HNA50CF001QB1 | FLOW MONITOR SENDER | 10HNA50CF001 | PRODUCTION |  | 18158466 | FLOWSIC100 | HOUSING
10HNA50CF001QB2 | FLOW MONITOR RECEIVER | 10HNA50CF001 | PRODUCTION |  | 18158467 | FLOWSIC100 | HOUSING
10HNA50CF001-U01 | Ultrasonic Flow Transmitter | 10HNA50CF001 | PRODUCTION |  |  | MCU-NWONN00000NNNE
20HNA50CF001QB1 | FLOW MONITOR SENDER | 20HNA50CF001 | PRODUCTION |  | 18268613 | FLOWSIC100 | HOUSING
20HNA50CF001QB2 | FLOW MONITOR RECEIVER | 20HNA50CF001 | PRODUCTION |  | 18268614 | FLOWSIC100 | HOUSING
20HNA50CF001-U01 | Ultrasonic Flow Transmitter | 20HNA50CF001 | PRODUCTION |  |  | MCU-NWONN00000NNNE
00GBD59AM001-M01 | Scrapper For HRSCC- 1, motor | 00GBD59AM001 | PRODUCTION |  |  | 1LA2 090-6NB11
00GBD59AM002-M01 | Mixer For HRSCC- 1, motor | 00GBD59AM002 | PRODUCTION |  |  | 1LA2 113-6NB61
00GBD59AM004-M01 | Mixer For HRSCC -2, motor | 00GBD59AM004 | PRODUCTION |  |  | 1LA2 113-6NB61
00GBN04AP001-M01 | NaOCL Dosing Pump-1, motor | 00GBN04AP001 | PRODUCTION |  |  | 1LA2 080-4NA90-Z | PP
00GBN05AP001-M01 | NaOCL Dosing Pumps- 2, motor | 00GBN05AP001 | PRODUCTION |  |  | 1LA2 080-4NA90-Z | PP
00GBN59AE101KE | Polyelectrolyte Dosing Pump- 1 | 00GBN59AE101 | PRODUCTION |  |  | 1LA2 080-4NA90-Z
00GBN59AE101-M01 | Polyelectrolyte Dosing Pump- 1, motor | 00GBN59AE101 | PRODUCTION |  |  | 1LA2 080-4NA90-Z
00GBN59AE102KE | Polyelectrolyte Dosing Pump -2 | 00GBN59AE102 | PRODUCTION |  |  | 1LA2 080-4NA90-Z
00GBN59AE102-M01 | Polyelectrolyte Dosing Pump -2, motor | 00GBN59AE102 | PRODUCTION |  |  | 1LA2 080-4NA90-Z
00GBN59AE103KE | Alum Dosing Pumps -1 | 00GBN59AE103 | PRODUCTION |  |  | Positive displacement Diaphragm operated | SS 316
00GBN59AE103-M01 | Alum Dosing Pumps -1, motor | 00GBN59AE103 | PRODUCTION |  |  | 1LA2 080-4NA90-Z
00GBN59AE104KE | Alum Dosing Pumps- 2 | 00GBN59AE104 | PRODUCTION |  |  | Positive displacement Diaphragm operated | SS 316
00GBN59AE104-M01 | Alum Dosing Pumps- 2, motor | 00GBN59AE104 | PRODUCTION |  |  | 1LA2 080-4NA90-Z
00GBN59AE105KE | Lime Dosing Pumps -1 | 00GBN59AE105 | PRODUCTION |  |  | Horizontal rotary screw | SS 316
00GBN59AE105-M01 | Lime Dosing Pumps -1, motor | 00GBN59AE105 | PRODUCTION |  |  | 1LA2 083-4NA90-Z
00GBN59AE106KE | Lime Dosing Pumps -2 | 00GBN59AE106 | PRODUCTION |  |  | Horizontal rotary screw | SS 316
00GBN59AE106-M01 | Lime Dosing Pumps -2, motor | 00GBN59AE106 | PRODUCTION |  |  | 1LA2 083-4NA90-Z
00GBN59AE107KE | DWPE Dosing Pumps -1 | 00GBN59AE107 | PRODUCTION |  |  | 1LA2 080-4NA90-Z
00GBN59AE107-M01 | DWPE Dosing Pumps -1, motor | 00GBN59AE107 | PRODUCTION |  |  | 1LA2 080-4NA90-Z
00GBN59AE108KE | DWPE Dosing Pumps- 2 | 00GBN59AE108 | PRODUCTION |  |  | 1LA2 080-4NA90-Z
00GBN59AE108-M01 | DWPE Dosing Pumps- 2, motor | 00GBN59AE108 | PRODUCTION |  |  | 1LA2 080-4NA90-Z
00GBN59AM101-M01 | Agitator For PE Dosing Tank -1, motor | 00GBN59AM101 | PRODUCTION |  |  | 1LA2 080-4NA91-Z
00GBN59AM102-M01 | Agitator For PE Dosing Tank -2, motor | 00GBN59AM102 | PRODUCTION |  |  | 1LA2 080-4NA91-Z
00GBN59AM103-M01 | Agitator For Alum Dosing Tank -1, motor | 00GBN59AM103 | PRODUCTION |  |  | 1LA2 083-4NA91-Z
00GBN59AM104-M01 | Agitator For Alum Dosing Tank -2, motor | 00GBN59AM104 | PRODUCTION |  |  | 1LA2 083-4NA91-Z
00GBN59AM105-M01 | Agitator For Lime Dosing Tank -1, motor | 00GBN59AM105 | PRODUCTION |  |  | 1LA2 083-4NA11
00GBN59AM106-M01 | Agitator For Lime Dosing Tank -2, motor | 00GBN59AM106 | PRODUCTION |  |  | 1LA2 083-4NA11
00GBN59AM107-M01 | Agitator For DWPE Dosing Tank -1, motor | 00GBN59AM107 | PRODUCTION |  |  | 1LA2 083-4NA91-Z | 0,37 kW, 1440 rpm, B5 mounting
00GBN59AM108-M01 | Agitator For DWPE Dosing Tank -2, motor | 00GBN59AM108 | PRODUCTION |  |  | 1LA2 083-4NA91-Z | 0,37 kW, 1440 rpm, B5 mounting
00GCC59AE103KE | Degasser Air Blower- 1 | 00GCC59AE103 | PRODUCTION |  |  | KASH12
00GCC59AE103-M01 | Degasser Air Blower- 1 | 00GCC59AE103 | PRODUCTION |  |  | 1LA2 073-2NC90-Z
00GCC59AE104KE | Degasser Air Blower -2 | 00GCC59AE104 | PRODUCTION |  |  | KASH12
00GCC59AE104-M01 | Degasser Air Blower -2 | 00GCC59AE104 | PRODUCTION |  |  | 1LA2 073-2NC90-Z
00GCF59AE101KE | Degassed Water Transfer Pump -1 | 00GCF59AE101 | PRODUCTION |  |  | ETN050-032-200-1
00GCF59AE101-M01 | Degassed Water Transfer Pump -1 | 00GCF59AE101 | PRODUCTION |  |  | 1LA2-130-2NA60
00GCF59AE102KE | Degassed Water Transfer Pump -2 | 00GCF59AE102 | PRODUCTION |  |  | ETN050-032-200-1
00GCF59AE102-M01 | Degassed Water Transfer Pump -2 | 00GCF59AE102 | PRODUCTION |  |  | 1LA2-130-2NA60
00GCF59AE103KE | DM Regeneration Pumps -1 For MB | 00GCF59AE103 | PRODUCTION |  | VO-17-11659-C-GA | ETN040-025 200 | ss316
00GCF59AE103-M01 | DM Regeneration Pumps -1 For MB | 00GCF59AE103 | PRODUCTION |  | VO-17-11659-C-GA | 1LA2 130-2NA90-Z
00GCF59AE104KE | DM Regeneration Pumps - 2 For MB | 00GCF59AE104 | PRODUCTION |  | VO-17-11659-C-GA | ETN040-025 200 | ss316
00GCF59AE104-M01 | DM Regeneration Pumps - 2 For MB | 00GCF59AE104 | PRODUCTION |  | VO-17-11659-C-GA | 1LA2 130-2NA90-Z
00GCN59AE103KE | Bulk Caustic Unloading Pump -1 | 00GCN59AE103 | PRODUCTION |  |  | 1LA2 090-2NA10
00GCN59AE103-M01 | Bulk Caustic Unloading Pump -1 | 00GCN59AE103 | PRODUCTION |  |  | 1LA2 090-2NA10
00GCN59AE104KE | Bulk Caustic Unloading Pump -2 | 00GCN59AE104 | PRODUCTION |  |  | 1LA2 090-2NA10
00GCN59AE104-M01 | Bulk Caustic Unloading Pump -2 | 00GCN59AE104 | PRODUCTION |  |  | 1LA2 090-2NA10
00GCN59AE105KE | Acid Unloading Pump -1 | 00GCN59AE105 | PRODUCTION |  |  | RDZ25125
00GCN59AE105-M01 | Acid Unloading Pump -1 | 00GCN59AE105 | PRODUCTION |  |  | 1LA2 090-2NA10
00GCN59AE106KE | Acid Unloading Pump- 2 | 00GCN59AE106 | PRODUCTION |  |  | RDZ25125
00GCN59AE106-M01 | Acid Unloading Pump- 2 | 00GCN59AE106 | PRODUCTION |  |  | 1LA2 090-2NA10
00GCN59AM001-M01 | Agitator For Morpholine Dosing Tank -1 | 00GCN59AM001 | PRODUCTION |  |  | 1LA2 080-4NA91-Z | 0,37 kW, 1400 rpm, B5 mounting
00GCN59AM002-M01 | Agitator For Morpholine Dosing Tank -2 | 00GCN59AM002 | PRODUCTION |  |  | 1LA2 080-4NA91-Z | 0,37 kW, 1400 rpm, B5 mounting
00GCN59AM003-M01 | Agitator For Caustic Measuring Tank For SBA | 00GCN59AM003 | PRODUCTION |  |  | 1LA2 080-4NA91-Z | 0,37 kW, 1395 rpm
00GCN59AM004-M01 | Agitator For Caustic Measuring Tank For MB | 00GCN59AM004 | PRODUCTION |  |  | 1LA2 080-4NA91-Z | 0,37 kW, 1395 rpm
00GCR59AM011-M01 | N- Pit Waster water Transfer Pumps -1 | 00GCR59AM011 | PRODUCTION |  |  | 1LA2 096-2NA60
00GCR59AM012-M01 | N- Pit Waster water Transfer Pumps -2 | 00GCR59AM012 | PRODUCTION |  |  | 1LA2 096-2NA60
00GMB59AM003-M01 | PSF Backwash Pumps-ETP-1 | 00GMB59AM003 | PRODUCTION |  |  | 1LA2 163-4NA60
00GMB59AM004-M01 | PSF Backwash Pumps-ETP-1 | 00GMB59AM004 | PRODUCTION |  |  | 1LA2 163-4NA60
00GMC59AM001-M01 | Air Blower for PSF -ETP-1 | 00GMC59AM001 | PRODUCTION |  |  | 1LA2 113-4NA60
00GMC59AM002-M01 | Air Blower for PSF -ETP-2 | 00GMC59AM002 | PRODUCTION |  |  | 1LA2 113-4NA60
00GTS59AM001-M01 | Agitator for anoxic tank | 00GTS59AM001 | PRODUCTION |  |  | SQIRREL CAGE TYPE | CI
00GTS59AM002-M01 | Agitator for pac dosing tank | 00GTS59AM002 | PRODUCTION |  |  | SQIRREL CAGE TYPE | CI
00GTS59AM003-M01 | Agitator flocculation tank | 00GTS59AM003 | PRODUCTION |  |  | SQIRREL CAGE TYPE | CI
10HTJ21AF002-M01 | Reagent screw conveyor - Motor | 10HTJ21AF002 | PRODUCTION |  |  | 1LE0003-1AB52-2FA4-Z | Carbon steel
20HTJ21AF002-M01 | Reagent screw conveyor - Motor | 20HTJ21AF002 | PRODUCTION |  |  | 1LE0003-1AB52-2FA4-Z | Carbon steel
10HTP10AF001-M01 | Reactor conveyor - Motor | 10HTP10AF001 | PRODUCTION |  |  | 1LE0003-1AB52-2FA4-Z | Carbon steel
20HTP10AF001-M01 | Reactor conveyor - Motor | 20HTP10AF001 | PRODUCTION |  |  | 1LE0003-1AB52-2FA4-Z | Carbon steel
10HTP11AF001-M01 | Rotary feeder Reactor - Motor | 10HTP11AF001 | PRODUCTION |  |  | 1LE0003-0EB022FA4-Z | Carbon steel
20HTP11AF001-M01 | Rotary feeder Reactor - Motor | 20HTP11AF001 | PRODUCTION |  |  | 1LE0003-0EB022FA4-Z | Carbon steel
10HTP20AF001-M01 | End product rotary feeder - Motor | 10HTP20AF001 | PRODUCTION |  |  | 1LE0003-1AB52-2FA4-Z | Carbon steel
20HTP20AF001-M01 | End product rotary feeder - Motor | 20HTP20AF001 | PRODUCTION |  |  | 1LE0003-1AB52-2FA4-Z | Carbon steel
00BRA10GH001-A01 | Power distribution cabinet | 00BRA10GH001 | PRODUCTION |  | 1005024949 | SPPA-T3000
10CJA10GH001-A01 | DCS 10CJA10GH001 Cabinet | 10CJA10GH001 | PRODUCTION |  | 1005025431 | SPPA-T3000
00CJA10GH001-A01 | DCS 00CJA10GH001 Cabinet | 00CJA10GH001 | PRODUCTION |  | 1005025424 | SPPA-T3000
20CJA10GH001-A01 | DCS 20CJA10GH001 Cabinet | 20CJA10GH001 | PRODUCTION |  | 1005025433 | SPPA-T3000
10CJA11GH001-A01 | DCS 10CJA11GH001 Cabinet | 10CJA11GH001 | PRODUCTION |  | 1005025427 | SPPA-T3000
20CJA11GH001-A01 | DCS 20CJA11GH001 Cabinet | 20CJA11GH001 | PRODUCTION |  | 1005025428 | SPPA-T3000
00CRR10GH001-A01 | DCS server cabinet | 00CRR10GH001 | PRODUCTION |  | 1005025619 | SPPA-T3000
10CVA10GH001-A01 | DCS 10CVA10GH001 Marshalling cabinet | 10CVA10GH001 | PRODUCTION |  | 1005025432 | SPPA-T3000
20CVA10GH001-A01 | DCS 20CVA10GH001 Marshalling cabinet | 20CVA10GH001 | PRODUCTION |  | 1005025434 | SPPA-T3000
00CVA10GH002-A01 | Common BOP Remote IO (WTP) | 00CVA10GH002 | PRODUCTION |  | 1005025436 | SPPA-T3000
10CVA11GH001-A01 | DCS 10CVA11GH001 Marshalling cabinet | 10CVA11GH001 | PRODUCTION |  | 1005025429 | SPPA-T3000
20CVA11GH001-A01 | DCS 20CVA11GH001 Marshalling cabinet | 20CVA11GH001 | PRODUCTION |  | 1005025430 | SPPA-T3000
00CYG10GH001-A01 | DCS 00CYG10GH001 Remote IO cabinet | 00CYG10GH001 | PRODUCTION |  | 1005025425 | SPPA-T3000
10CYG10GH001-A01 | Unit#1 Boiler Remote IO Panel | 10CYG10GH001 | PRODUCTION |  | 1005025422 | SPPA-T3000
20CYG10GH001-A01 | Unit#2 Boiler Remote IO Panel | 20CYG10GH001 | PRODUCTION |  | 1005025423 | SPPA-T3000
00CYG10GH002-A01 | DCS 00CYG10GH002 Remote IO cabinet | 00CYG10GH002 | PRODUCTION |  | 1005025435 | SPPA-T3000
00CYG10GH003-A01 | DCS 00CYG10GH003 Remote IO cabinet | 00CYG10GH003 | PRODUCTION |  | 1005025426 | SPPA-T3000
00EGD01CL001-U01 | Radar level transmitter | 00EGD01CL001 | PRODUCTION |  |  | 7ML5431-0BF20-0CA0-Z C11
00GAC01CP001-U01 | Pressure Transmitter | 00GAC01CP001 | PRODUCTION |  |  | 7MF4033-1DA10-2AC6-Z A01+C11+Y01+Y15
00GAC02CP001-U01 | Pressure Transmitter | 00GAC02CP001 | PRODUCTION |  |  | 7MF4033-1DA10-2AC6-Z A01+C11+Y01+Y15
00GAC03CP001-U01 | Pressure Transmitter | 00GAC03CP001 | PRODUCTION |  |  | 7MF4033-1DA10-2AC6-Z A01+C11+Y01+Y15
00GAC05CP001-U01 | Pressure Transmitter | 00GAC05CP001 | PRODUCTION |  |  | 7MF4033-1DA10-2AC6-Z A01+C11+Y01+Y15
00GAF01CL001-U01 | Radar level transmitter | 00GAF01CL001 | PRODUCTION |  |  | 7ML5431-0BF20-0CA0-Z C11
00GBC59AM001-M01 | Sludge Pit Air Blower -1, motor | 00GBC59AM001 | PRODUCTION |  |  | 2.2 kW, 1440 rpm, B3 mounting
00GBC59AM002KM | Sludge Pit Air Blower -2 | 00GBC59AM002 | PRODUCTION |  |  | SR 010
00GCC59AE101KE | Air Blower For PSF/MB/N-PIT-1 | 00GCC59AE101 | PRODUCTION |  |  | SR 010
00GCC59AE101-M01 | Air Blower For PSF/MB/N-PIT-1 | 00GCC59AE101 | PRODUCTION |  |  | 2.2 kW, 1440 rpm, B3 mounting
00GCC59AE102KE | Air Blower For PSF/MB/N-PIT-2 | 00GCC59AE102 | PRODUCTION |  |  | SR 010
00GCC59AE102-M01 | Air Blower For PSF/MB/N-PIT-2 | 00GCC59AE102 | PRODUCTION |  |  | 2.2 kW, 1440 rpm, B3 mounting
00GCL01BB001KD | DM water storage tank-1 | 00GCL01BB001 | PRODUCTION |  | 62OP42239_U1_643010115 |  | SA 240 TP304
00GCL01CL001-U01 | Ultrasonic level transmitter | 00GCL01CL001 | PRODUCTION |  |  | 7ML5221-2DA11-Z Y15
00GCL02BB001KD | DM water storage tank-2 | 00GCL02BB001 | PRODUCTION |  | 62OP42239_U1_643010115 |  | SA 240 TP304
00GCL02CL001-U01 | Ultrasonic level transmitter | 00GCL02CL001 | PRODUCTION |  |  | 7ML5221-2DA11-Z Y15
00GDN59AM001-M01 | Agitator for scale inhibitor dosing tank?1 | 00GDN59AM001 | PRODUCTION |  |  | 1LA2 073-4NB70 | SS316
00GDN59AM002-M01 | Agitator for scale inhibitor dosing tank?2 | 00GDN59AM002 | PRODUCTION |  |  | 1LA2 073-4NB70 | SS316
00GDN59AM003-M01 | Agitator for bio dispersent dosing tank?1 | 00GDN59AM003 | PRODUCTION |  |  | 1LA2 073-4NB70 | SS316
00GDN59AM004-M01 | Agitator for bio dispersent dosing tank?2 | 00GDN59AM004 | PRODUCTION |  |  | 1LA2 073-4NB70 | SS316
00GDN59AM005-M01 | Agitator for corrosion inhibitor dosing tank?1 | 00GDN59AM005 | PRODUCTION |  |  | 1LA2 073-4NB70 | SS316
00GDN59AM006-M01 | Agitator for corrosion inhibitor dosing tank?2 | 00GDN59AM006 | PRODUCTION |  |  | 1LA2 073-4NB70 | SS316
00GDN59AP001-M01 | Scale inhibitor dosing pump?1 | 00GDN59AP001 | PRODUCTION |  |  | 1LA2 073-4NB70 | WETTED PARTS PP, DIAPHRAGM-PTFE
00GDN59AP002-M01 | Scale inhibitor dosing pump?2 | 00GDN59AP002 | PRODUCTION |  |  | 1LA2 073-4NB70 | WETTED PARTS PP, DIAPHRAGM-PTFE
00GDN59AP003-M01 | Scale inhibitor dosing pump?3 | 00GDN59AP003 | PRODUCTION |  |  | 1LA2 073-4NB70 | WETTED PARTS PP, DIAPHRAGM-PTFE
00GDN59AP004-M01 | Bio dispersent dosing pump?1 | 00GDN59AP004 | PRODUCTION |  |  |  | WETTED PARTS PP, DIAPHRAGM-PTFE
00GDN59AP005-M01 | Bio dispersent dosing pump?2 | 00GDN59AP005 | PRODUCTION |  |  |  | WETTED PARTS PP, DIAPHRAGM-PTFE
00GDN59AP006-M01 | Bio dispersent dosing pump?3 | 00GDN59AP006 | PRODUCTION |  |  |  | WETTED PARTS PP, DIAPHRAGM-PTFE
00GDN59AP007-M01 | Corrosion inhibitor dosing pump?1 | 00GDN59AP007 | PRODUCTION |  |  |  | WETTED PARTS PP, DIAPHRAGM-PTFE
00GDN59AP008-M01 | Corrosion inhibitor dosing pump?2 | 00GDN59AP008 | PRODUCTION |  |  |  | WETTED PARTS PP, DIAPHRAGM-PTFE
00GDN59AP009-M01 | Corrosion inhibitor dosing pump?3 | 00GDN59AP009 | PRODUCTION |  |  |  | WETTED PARTS PP, DIAPHRAGM-PTFE
00GHB07CP001-U01 | Pressure Transmitter | 00GHB07CP001 | PRODUCTION |  |  | 7MF4033-1DA10-2AC6-Z A01+C11+Y01+Y15
00GHB11CP001-U01 | Pressure Transmitter | 00GHB11CP001 | PRODUCTION |  |  | 7MF4033-1DA10-2AC6-Z A01+C11+Y01+Y15
00GHC05CP001-U01 | Pressure Transmitter | 00GHC05CP001 | PRODUCTION |  |  | 7MF4033-1DA10-2AC6-Z A01+C11+Y01+Y15
00GHC07CP001-U01 | Pressure Transmitter | 00GHC07CP001 | PRODUCTION |  |  | 7MF4033-1DA10-2AC6-Z A01+C11+Y01+Y15
00GHC09CP001-U01 | Pressure Transmitter | 00GHC09CP001 | PRODUCTION |  |  | 7MF4033-1DA10-2AC6-Z A01+C11+Y01+Y15
00GHC13CP001-U01 | Pressure Transmitter | 00GHC13CP001 | PRODUCTION |  |  | 7MF4033-1DA10-2AC6-Z A01+C11+Y01+Y15
00GHC17CP001-U01 | Pressure Transmitter | 00GHC17CP001 | PRODUCTION |  |  | 7MF4033-1DA10-2AC6-Z A01+C11+Y01+Y15
00GHE03CP001-U01 | Pressure Transmitter | 00GHE03CP001 | PRODUCTION |  |  | 7MF4033-1DA10-2AC6-Z A01+C11+Y01+Y15
00GHE05CP001-U01 | Pressure Transmitter | 00GHE05CP001 | PRODUCTION |  |  | 7MF4033-1DA10-2AC6-Z A01+C11+Y01+Y15
00GBN07AP001-M01 | NaOCL Dosing Pump-2, motor | 00GBN07AP001 | PRODUCTION |  |  | 1LA2 080-4NA90-Z | PP
10HJF50CP001-U01 | Pressure Transmitter | 10HJF50CP001 | PRODUCTION |  |  | 7MF4033-1DY10-2AC6-Z A01+Y01+Y15 7MF4920-1ZA01-8B-Z C11+J6E
20HJF50CP001-U01 | Pressure Transmitter | 20HJF50CP001 | PRODUCTION |  |  | 7MF4033-1DY10-2AC6-Z A01+Y01+Y15 7MF4920-1ZA01-8B-Z C11+J6E
10HJF50CT001QB | Temperature Sensor | 10HJF50CT001 | PRODUCTION |  |  | 7NG3136-0AC12-Z C11+U03+Y01+Y23
10HJF50CT001-U01 | Temperature Transmitter | 10HJF50CT001 | PRODUCTION |  |  | 7NG3136-0AC12-Z C11+U03+Y01+Y23
20HJF50CT001QB | Temperature Sensor | 20HJF50CT001 | PRODUCTION |  |  | 7NG3136-0AC12-Z C11+U03+Y01+Y23
20HJF50CT001-U01 | Temperature transmitter | 20HJF50CT001 | PRODUCTION |  |  | 7NG3136-0AC12-Z C11+U03+Y01+Y23
10LAA10CL010-U01 | Level transmitter | 10LAA10CL010 | PRODUCTION |  |  | 7MF4433-1EA02-2AC7-Z A01+C11+Y01+Y15+Y21
20LAA10CL010-U01 | Level transmitter | 20LAA10CL010 | PRODUCTION |  |  | 7MF4433-1EA02-2AC7-Z A01+C11+Y01+Y15+Y21
10LAA10CL020-U01 | Level transmitter | 10LAA10CL020 | PRODUCTION |  |  | 7MF4433-1EA02-2AC7-Z A01+C11+Y01+Y15+Y21
20LAA10CL020-U01 | Level transmitter | 20LAA10CL020 | PRODUCTION |  |  | 7MF4433-1EA02-2AC7-Z A01+C11+Y01+Y15+Y21
10LAA10CP002-U01 | Pressure Transmitter | 10LAA10CP002 | PRODUCTION |  |  | 7MF4033-1DA10-2AC0-Z A01+C11+Y01+Y15
20LAA10CP002-U01 | Pressure Transmitter | 20LAA10CP002 | PRODUCTION |  |  | 7MF4033-1DA10-2AC0-Z A01+C11+Y01+Y15
10LAB10CP001QB | Pressure Transmitter | 10LAB10CP001 | PRODUCTION |  |  | 7MF4033-1DA10-2AC0-Z A01+C11+Y01+Y15
10LAB10CP001-U01 | Pressure Transmitter | 10LAB10CP001 | PRODUCTION |  |  | 7MF4033-1DA10-2AC0-Z A01+C11+Y01+Y15
20LAB10CP001QB | Pressure Transmitter | 20LAB10CP001 | PRODUCTION |  |  | 7MF4033-1DA10-2AC0-Z A01+C11+Y01+Y15
20LAB10CP001-U01 | Pressure Transmitter | 20LAB10CP001 | PRODUCTION |  |  | 7MF4033-1DA10-2AC0-Z A01+C11+Y01+Y15
10LAB60CF001QB | Flow Transmitter | 10LAB60CF001 | PRODUCTION |  |  | 7MF4433-1DA02-2AC7-Z-A01+C11+Y01+Y15+Y21
10LAB60CF001-U01 | Flow Transmitter | 10LAB60CF001 | PRODUCTION |  |  | 7MF4433-1DA02-2AC7-Z-A01+C11+Y01+Y15+Y21
20LAB60CF001QB | Flow Transmitter | 20LAB60CF001 | PRODUCTION |  |  | 7MF4433-1DA02-2AC7-Z-A01+C11+Y01+Y15+Y21
20LAB60CF001-U01 | Flow Transmitter | 20LAB60CF001 | PRODUCTION |  |  | 7MF4433-1DA02-2AC7-Z-A01+C11+Y01+Y15+Y21
10LAB60CP001QB | Pressure Transmitter | 10LAB60CP001 | PRODUCTION |  |  | 7MF4033-1FA10-2AC0-Z A01+C11+Y01+Y15
10LAB60CP001-U01 | Pressure Transmitter | 10LAB60CP001 | PRODUCTION |  |  | 7MF4033-1FA10-2AC0-Z A01+C11+Y01+Y15
20LAB60CP001QB | Pressure Transmitter | 20LAB60CP001 | PRODUCTION |  |  | 7MF4033-1FA10-2AC0-Z A01+C11+Y01+Y15
20LAB60CP001-U01 | Pressure Transmitter | 20LAB60CP001 | PRODUCTION |  |  | 7MF4033-1FA10-2AC0-Z A01+C11+Y01+Y15
10LAB60CP002QB | Pressure Transmitter | 10LAB60CP002 | PRODUCTION |  |  | 7MF4033-1FA10-2AC0-Z A01+C11+Y01+Y15
10LAB60CP002-U01 | Pressure Transmitter | 10LAB60CP002 | PRODUCTION |  |  | 7MF4033-1FA10-2AC0-Z A01+C11+Y01+Y15
20LAB60CP002QB | Pressure Transmitter | 20LAB60CP002 | PRODUCTION |  |  | 7MF4033-1FA10-2AC0-Z A01+C11+Y01+Y15
20LAB60CP002-U01 | Pressure Transmitter | 20LAB60CP002 | PRODUCTION |  |  | 7MF4033-1FA10-2AC0-Z A01+C11+Y01+Y15
10LAB60CP003QB | Pressure Transmitter | 10LAB60CP003 | PRODUCTION |  |  | 7MF4033-1FA10-2AC0-Z A01+C11+Y01+Y15
10LAB60CP003-U01 | Pressure Transmitter | 10LAB60CP003 | PRODUCTION |  |  | 7MF4033-1FA10-2AC0-Z A01+C11+Y01+Y15
20LAB60CP003QB | Pressure Transmitter | 20LAB60CP003 | PRODUCTION |  |  | 7MF4033-1FA10-2AC0-Z A01+C11+Y01+Y15
20LAB60CP003-U01 | Pressure Transmitter | 20LAB60CP003 | PRODUCTION |  |  | 7MF4033-1FA10-2AC0-Z A01+C11+Y01+Y15
10LAB60CP004QB | Pressure Transmitter | 10LAB60CP004 | PRODUCTION |  |  | 7MF4033-1FA10-2AC0-Z A01+C11+Y01+Y15
10LAB60CP004-U01 | Pressure Transmitter | 10LAB60CP004 | PRODUCTION |  |  | 7MF4033-1FA10-2AC0-Z A01+C11+Y01+Y15
20LAB60CP004QB | Pressure Transmitter | 20LAB60CP004 | PRODUCTION |  |  | 7MF4033-1FA10-2AC0-Z A01+C11+Y01+Y15
20LAB60CP004-U01 | Pressure Transmitter | 20LAB60CP004 | PRODUCTION |  |  | 7MF4033-1FA10-2AC0-Z A01+C11+Y01+Y15
10LAD10CL015-U01 | Level transmitter | 10LAD10CL015 | PRODUCTION |  |  | 7MF4433-1DA02-2AC7-Z A01+C11+Y01+Y15+Y21
20LAD10CL015-U01 | Level transmitter | 20LAD10CL015 | PRODUCTION |  |  | 7MF4433-1DA02-2AC7-Z A01+C11+Y01+Y15+Y21
10LAD10CL020-U01 | Level transmitter | 10LAD10CL020 | PRODUCTION |  |  | 7MF4433-1DA02-2AC7-Z A01+C11+Y01+Y15+Y21
20LAD10CL020-U01 | Level transmitter | 20LAD10CL020 | PRODUCTION |  |  | 7MF4433-1DA02-2AC7-Z A01+C11+Y01+Y15+Y21
10LBA10CP004-U01 | Pressure Transmitter | 10LBA10CP004 | PRODUCTION |  |  | 7MF4033-1FA10-2AC0-Z A01+C11+C20+Y01+Y15
20LBA10CP004-U01 | Pressure Transmitter | 20LBA10CP004 | PRODUCTION |  |  | 7MF4033-1FA10-2AC0-Z A01+C11+C20+Y01+Y15
10LBA10CP005-U01 | Pressure Transmitter | 10LBA10CP005 | PRODUCTION |  |  | 7MF4033-1FA10-2AC0-Z A01+C11+C20+Y01+Y15
20LBA10CP005-U01 | Pressure Transmitter | 20LBA10CP005 | PRODUCTION |  |  | 7MF4033-1FA10-2AC0-Z A01+C11+C20+Y01+Y15
10LBA10CP006-U01 | Pressure Transmitter | 10LBA10CP006 | PRODUCTION |  |  | 7MF4033-1FA10-2AC0-Z A01+C11+C20+Y01+Y15
20LBA10CP006-U01 | Pressure Transmitter | 20LBA10CP006 | PRODUCTION |  |  | 7MF4033-1FA10-2AC0-Z A01+C11+C20+Y01+Y15
10LBA10CT004QB | Thermocouple With Field mounted Transmitter (type-K) | 10LBA10CT004 | PRODUCTION
10LBA10CT004-U01 | Thermocouple With Field mounted Transmitter (type-K) | 10LBA10CT004 | PRODUCTION
20LBA10CT004QB | Thermocouple With Field mounted Transmitter (type-K) | 20LBA10CT004 | PRODUCTION
20LBA10CT004-U01 | Thermocouple With Field mounted Transmitter (type-K) | 20LBA10CT004 | PRODUCTION
10LBA10CT005QB | Thermocouple With Field mounted Transmitter (type-K) | 10LBA10CT005 | PRODUCTION
10LBA10CT005-U01 | Thermocouple With Field mounted Transmitter (type-K) | 10LBA10CT005 | PRODUCTION
20LBA10CT005QB | Thermocouple With Field mounted Transmitter (type-K) | 20LBA10CT005 | PRODUCTION
20LBA10CT005-U01 | Thermocouple With Field mounted Transmitter (type-K) | 20LBA10CT005 | PRODUCTION
10LBA10CT006QB | Thermocouple With Field mounted Transmitter (type-K) | 10LBA10CT006 | PRODUCTION
10LBA10CT006-U01 | Thermocouple With Field mounted Transmitter (type-K) | 10LBA10CT006 | PRODUCTION
20LBA10CT006QB | Thermocouple With Field mounted Transmitter (type-K) | 20LBA10CT006 | PRODUCTION
20LBA10CT006-U01 | Thermocouple With Field mounted Transmitter (type-K) | 20LBA10CT006 | PRODUCTION
10LBG10CP010QB | Pressure sensor | 10LBG10CP010 | PRODUCTION |  |  | 7MF4033-1EA10-2AC0-Z A01+C11+Y01+Y15
10LBG10CP010-U01 | Pressure Transmitter | 10LBG10CP010 | PRODUCTION |  |  | 7MF4033-1EA10-2AC0-Z A01+C11+Y01+Y15
20LBG10CP010QB | Pressure sensor | 20LBG10CP010 | PRODUCTION |  |  | 7MF4033-1EA10-2AC0-Z A01+C11+Y01+Y15
20LBG10CP010-U01 | Pressure Transmitter | 20LBG10CP010 | PRODUCTION |  |  | 7MF4033-1EA10-2AC0-Z A01+C11+Y01+Y15
10LBG10CP011QB | Pressure sensor | 10LBG10CP011 | PRODUCTION |  |  | 7MF4033-1EA10-2AC0-Z A01+C11+Y01+Y15
10LBG10CP011-U01 | Pressure Transmitter | 10LBG10CP011 | PRODUCTION |  |  | 7MF4033-1EA10-2AC0-Z A01+C11+Y01+Y15
20LBG10CP011QB | Pressure sensor | 20LBG10CP011 | PRODUCTION |  |  | 7MF4033-1EA10-2AC0-Z A01+C11+Y01+Y15
20LBG10CP011-U01 | Pressure Transmitter | 20LBG10CP011 | PRODUCTION |  |  | 7MF4033-1EA10-2AC0-Z A01+C11+Y01+Y15
10LBG10CT010QB | Temperature sensor | 10LBG10CT010 | PRODUCTION
10LBG10CT010-U01 | Temperature transmitter | 10LBG10CT010 | PRODUCTION
20LBG10CT010QB | Temperature sensor | 20LBG10CT010 | PRODUCTION
20LBG10CT010-U01 | Temperature transmitter | 20LBG10CT010 | PRODUCTION
10LBG10CT011QB | Temperature sensor | 10LBG10CT011 | PRODUCTION
10LBG10CT011-U01 | Temperature transmitter | 10LBG10CT011 | PRODUCTION
20LBG10CT011QB | Temperature sensor | 20LBG10CT011 | PRODUCTION
20LBG10CT011-U01 | Temperature transmitter | 20LBG10CT011 | PRODUCTION
10LBH10CP004-U01 | Pressure Transmitter | 10LBH10CP004 | PRODUCTION |  |  | 7MF4033-1DA10-2AC0-Z A01+C11+Y01+Y15
20LBH10CP004-U01 | Pressure Transmitter | 20LBH10CP004 | PRODUCTION |  |  | 7MF4033-1DA10-2AC0-Z A01+C11+Y01+Y15
10LBH15AT901KT | Y-Strainer | 10LBH15AT901 | PRODUCTION |  |  |  | SA 217 Gr WC12A
20LBH15AT901KT | Y-Strainer | 20LBH15AT901 | PRODUCTION |  |  |  | SA 217 Gr WC12A
10LBQ10CP001QB | Pressure Transmitter | 10LBQ10CP001 | PRODUCTION |  |  | 7MF4033-1EA10-2AC0-Z A01+C11+Y01+Y15
10LBQ10CP001-U01 | Pressure Transmitter | 10LBQ10CP001 | PRODUCTION |  |  | 7MF4033-1EA10-2AC0-Z A01+C11+Y01+Y15
20LBQ10CP001QB | Pressure Transmitter | 20LBQ10CP001 | PRODUCTION |  |  | 7MF4033-1EA10-2AC0-Z A01+C11+Y01+Y15
20LBQ10CP001-U01 | Pressure Transmitter | 20LBQ10CP001 | PRODUCTION |  |  | 7MF4033-1EA10-2AC0-Z A01+C11+Y01+Y15
10LBS10CP001QB | Pressure Transmitter | 10LBS10CP001 | PRODUCTION |  |  | 7MF4033-1CA10-2AC0-Z A01+C11+Y01+Y15
10LBS10CP001-U01 | Pressure Transmitter | 10LBS10CP001 | PRODUCTION |  |  | 7MF4033-1CA10-2AC0-Z A01+C11+Y01+Y15
20LBS10CP001QB | Pressure Transmitter | 20LBS10CP001 | PRODUCTION |  |  | 7MF4033-1CA10-2AC0-Z A01+C11+Y01+Y15
20LBS10CP001-U01 | Pressure Transmitter | 20LBS10CP001 | PRODUCTION |  |  | 7MF4033-1CA10-2AC0-Z A01+C11+Y01+Y15
10LBS30CP001QB | Pressure Transmitter | 10LBS30CP001 | PRODUCTION |  |  | 7MF4033-1DA10-2AC0-Z A01+C11+Y01+Y15
10LBS30CP001-U01 | Pressure Transmitter | 10LBS30CP001 | PRODUCTION |  |  | 7MF4033-1DA10-2AC0-Z A01+C11+Y01+Y15
20LBS30CP001QB | Pressure Transmitter | 20LBS30CP001 | PRODUCTION |  |  | 7MF4033-1DA10-2AC0-Z A01+C11+Y01+Y15
20LBS30CP001-U01 | Pressure Transmitter | 20LBS30CP001 | PRODUCTION |  |  | 7MF4033-1DA10-2AC0-Z A01+C11+Y01+Y15
10LBS40CF001-U01 | Flow Transmitter | 10LBS40CF001 | PRODUCTION |  |  | 7MF4433-1DA02-2AC7-Z-A01+C11+Y01+Y15+Y21
20LBS40CF001-U01 | Flow Transmitter | 20LBS40CF001 | PRODUCTION |  |  | 7MF4433-1DA02-2AC7-Z-A01+C11+Y01+Y15+Y21
10LCA10AP101-M01 | Condensate Extraction pump 1 - Motor | 10LCA10AP101 | PRODUCTION |  | MTF/2.1-19120 | 7CV3 252A
20LCA10AP101-M01 | Condensate Extraction pump 1, Motor | 20LCA10AP101 | PRODUCTION |  | MTF/2.1-19120 | 7CV3 252A
10LCA10AP201-M01 | Condensate Extraction Pump-1 Motor | 10LCA10AP201 | PRODUCTION |  | MTF/2.1-19120 | 7CV3 252A
20LCA10AP201-M01 | Condensate Extraction Pump-1, Motor | 20LCA10AP201 | PRODUCTION |  | MTF/2.1-19120 | 7CV3 252A
10LCA10AP301-M01 | Condensate Extraction pump with motor -3 | 10LCA10AP301 | PRODUCTION |  | MTF/2.1-19120 | 7CV3 252A
20LCA10AP301-M01 | Condensate Extraction pump with motor -3 | 20LCA10AP301 | PRODUCTION |  | MTF/2.1-19120 | 7CV3 252A
10LCA10AT201KT | Y-Strainer | 10LCA10AT201 | PRODUCTION |  |  |  | SA216 Gr WCB
20LCA10AT201KT | Y-Strainer | 20LCA10AT201 | PRODUCTION |  |  |  | SA216 Gr WCB
10LCA20AP201-M01 | Condensate Extraction pump -2, Motor | 10LCA20AP201 | PRODUCTION |  | MTF/2.1-19120 | 7CV3 252A
20LCA20AP201-M01 | Condensate Extraction pump 2, Motor | 20LCA20AP201 | PRODUCTION |  | MTF/2.1-19120 | 7CV3 252A
10LCA20AT201KT | Y-Strainer | 10LCA20AT201 | PRODUCTION |  |  |  | SA216 Gr WCB
20LCA20AT201KT | Y-Strainer | 20LCA20AT201 | PRODUCTION |  |  |  | SA216 Gr WCB
10LCA30AP201-M01 | Condensate Extraction pump -3, Motor | 10LCA30AP201 | PRODUCTION |  | MTF/2.1-19120 | 7CV3 252A
20LCA30AP201-M01 | Condensate Extraction pump 3, Motor | 20LCA30AP201 | PRODUCTION |  | MTF/2.1-19120 | 7CV3 252A
10LCA30AT201KT | Y-Strainer | 10LCA30AT201 | PRODUCTION |  |  |  | SA216 Gr WCB
20LCA30AT201KT | Y-Strainer | 20LCA30AT201 | PRODUCTION |  |  |  | SA216 Gr WCB
10LCA40CF001-U01 | Flow Transmitter | 10LCA40CF001 | PRODUCTION |  |  | 7MF4433-1EA02-2AC7-Z-A01+C11+Y01+Y15+Y21
20LCA40CF001-U01 | Flow Transmitter | 20LCA40CF001 | PRODUCTION |  |  | 7MF4433-1EA02-2AC7-Z-A01+C11+Y01+Y15+Y21
10LCA40CP002QB | Pressure Transmitter | 10LCA40CP002 | PRODUCTION |  |  | 7MF4033-1EA10-2AC0-Z A01+C11+Y01+Y15
10LCA40CP002-U01 | Pressure Transmitter | 10LCA40CP002 | PRODUCTION |  |  | 7MF4033-1EA10-2AC0-Z A01+C11+Y01+Y15
20LCA40CP002QB | Pressure Transmitter | 20LCA40CP002 | PRODUCTION |  |  | 7MF4033-1EA10-2AC0-Z A01+C11+Y01+Y15
20LCA40CP002-U01 | Pressure Transmitter | 20LCA40CP002 | PRODUCTION |  |  | 7MF4033-1EA10-2AC0-Z A01+C11+Y01+Y15
10LCA40CP004QB | Pressure Transmitter | 10LCA40CP004 | PRODUCTION |  |  | 7MF4033-1EA10-2AC0-Z A01+C11+Y01+Y15
10LCA40CP004-U01 | Pressure Transmitter | 10LCA40CP004 | PRODUCTION |  |  | 7MF4033-1EA10-2AC0-Z A01+C11+Y01+Y15
20LCA40CP004QB | Pressure Transmitter | 20LCA40CP004 | PRODUCTION |  |  | 7MF4033-1EA10-2AC0-Z A01+C11+Y01+Y15
20LCA40CP004-U01 | Pressure Transmitter | 20LCA40CP004 | PRODUCTION |  |  | 7MF4033-1EA10-2AC0-Z A01+C11+Y01+Y15
10LCA40CP010QB | Pressure Transmitter | 10LCA40CP010 | PRODUCTION |  |  | 7MF4033-1EA10-2AC0-Z A01+C11+Y01+Y15
10LCA40CP010-U01 | Pressure Transmitter | 10LCA40CP010 | PRODUCTION |  |  | 7MF4033-1EA10-2AC0-Z A01+C11+Y01+Y15
20LCA40CP010QB | Pressure Transmitter | 20LCA40CP010 | PRODUCTION |  |  | 7MF4033-1EA10-2AC0-Z A01+C11+Y01+Y15
20LCA40CP010-U01 | Pressure Transmitter | 20LCA40CP010 | PRODUCTION |  |  | 7MF4033-1EA10-2AC0-Z A01+C11+Y01+Y15
10LCC10CL015-U01 | Level transmitter | 10LCC10CL015 | PRODUCTION |  |  | 7MF4433-1DY02-2AC7-Z A01+Y01+Y15+Y21 7MF4923-1LA01-4B-Z C11
20LCC10CL015-U01 | Level transmitter | 20LCC10CL015 | PRODUCTION |  |  | 7MF4433-1DY02-2AC7-Z A01+Y01+Y15+Y21 7MF4923-1LA01-4B-Z C11
10LCC10CL020-U01 | Level transmitter | 10LCC10CL020 | PRODUCTION |  |  | 7MF4433-1DY02-2AC7-Z A01+Y01+Y15+Y21 7MF4923-1LA01-4B-Z C11
20LCC10CL020-U01 | Level transmitter | 20LCC10CL020 | PRODUCTION |  |  | 7MF4433-1DY02-2AC7-Z A01+Y01+Y15+Y21 7MF4923-1LA01-4B-Z C11
10LCE26AT101KT | Y-Strainer | 10LCE26AT101 | PRODUCTION |  |  |  | SA216 Gr WCB
20LCE26AT101KT | Y-Strainer | 20LCE26AT101 | PRODUCTION |  |  |  | SA216 Gr WCB
10LCE26CF001-U01 | Flow Transmitter | 10LCE26CF001 | PRODUCTION |  |  | 7MF4433-1DA02-2AC7-Z-A01+C11+Y01+Y15+Y21
20LCE26CF001-U01 | Flow Transmitter | 20LCE26CF001 | PRODUCTION |  |  | 7MF4433-1DA02-2AC7-Z-A01+C11+Y01+Y15+Y21
10LCE35AT301KT | Y-Strainer | 10LCE35AT301 | PRODUCTION |  |  |  | SA105
20LCE35AT301KT | Y-Strainer | 20LCE35AT301 | PRODUCTION |  |  |  | SA105
10LCE55AT001KT | Y-Strainer | 10LCE55AT001 | PRODUCTION |  |  |  | SA105
20LCE55AT001KT | Y-Strainer | 20LCE55AT001 | PRODUCTION |  |  |  | SA105
10MAB10CP005-U01 | Pressure Transmitter | 10MAB10CP005 | PRODUCTION |  |  | 7MF4033-1FA10-2AC0-Z A01+C11+C20+Y01+Y15
20MAB10CP005-U01 | Pressure Transmitter | 20MAB10CP005 | PRODUCTION |  |  | 7MF4033-1FA10-2AC0-Z A01+C11+C20+Y01+Y15
10MAB10CP006-U01 | Pressure Transmitter | 10MAB10CP006 | PRODUCTION |  |  | 7MF4033-1CA10-2AC0-Z A01+C11+C20+Y01+Y15
20MAB10CP006-U01 | Pressure Transmitter | 20MAB10CP006 | PRODUCTION |  |  | 7MF4033-1CA10-2AC0-Z A01+C11+C20+Y01+Y15
10MAB10CP010-U01 | Pressure Transmitter | 10MAB10CP010 | PRODUCTION |  |  | 7MF4033-1CA10-2AC0-Z A01+C11+C20+Y01+Y15
20MAB10CP010-U01 | Pressure Transmitter | 20MAB10CP010 | PRODUCTION |  |  | 7MF4033-1CA10-2AC0-Z A01+C11+C20+Y01+Y15
10MAB10CP011-U01 | Pressure Transmitter | 10MAB10CP011 | PRODUCTION |  |  | 7MF4033-1CA10-2AC0-Z A01+C11+C20+Y01+Y15
20MAB10CP011-U01 | Pressure Transmitter | 20MAB10CP011 | PRODUCTION |  |  | 7MF4033-1CA10-2AC0-Z A01+C11+C20+Y01+Y15
10MAB10CP012-U01 | Pressure Transmitter | 10MAB10CP012 | PRODUCTION |  |  | 7MF4033-1CA10-2AC0-Z A01+C11+C20+Y01+Y15
20MAB10CP012-U01 | Pressure Transmitter | 20MAB10CP012 | PRODUCTION |  |  | 7MF4033-1CA10-2AC0-Z A01+C11+C20+Y01+Y15
10MAB10HA005MT | HP Steam Turbine 1 | 10MAB10HA005 | PRODUCTION |  |  | SST-300 (C2L/V63AB)
20MAB10HA005MT | HP Steam Turbine 2 | 20MAB10HA005 | PRODUCTION |  |  | SST-300 (C2L/V63AB)
10MAG10CL010-U01 | Level transmitter | 10MAG10CL010 | PRODUCTION |  |  | 7MF4433-1DY02-2AC7-Z A01+C20+Y01+Y15+Y21 7MF4923-1LA01-4B-Z
20MAG10CL010-U01 | Level transmitter | 20MAG10CL010 | PRODUCTION |  |  | 7MF4433-1DY02-2AC7-Z A01+C20+Y01+Y15+Y21 7MF4923-1LA01-4B-Z
10MAG10CL015-U01 | Level transmitter | 10MAG10CL015 | PRODUCTION |  |  | 7MF4433-1DY02-2AC7-Z A01+C20+Y01+Y15+Y21 7MF4923-1LA01-4B-Z
20MAG10CL015-U01 | Level transmitter | 20MAG10CL015 | PRODUCTION |  |  | 7MF4433-1DY02-2AC7-Z A01+C20+Y01+Y15+Y21 7MF4923-1LA01-4B-Z
10MAG10CL020-U01 | Level transmitter | 10MAG10CL020 | PRODUCTION |  |  | 7MF4433-1DY02-2AC7-Z A01+C20+Y01+Y15+Y21 7MF4923-1LA01-4B-Z
20MAG10CL020-U01 | Level transmitter | 20MAG10CL020 | PRODUCTION |  |  | 7MF4433-1DY02-2AC7-Z A01+C20+Y01+Y15+Y21 7MF4923-1LA01-4B-Z
10MAG10CL025QB | Level transmitter | 10MAG10CL025 | PRODUCTION |  |  | 7MF4433-1DY02-2AC7-Z A01+Y01+Y15+Y21 7MF4923-1LA01-4B-Z C11
10MAG10CL025-U01 | Level transmitter | 10MAG10CL025 | PRODUCTION |  |  | 7MF4433-1DY02-2AC7-Z A01+Y01+Y15+Y21 7MF4923-1LA01-4B-Z C11
20MAG10CL025QB | Level transmitter | 20MAG10CL025 | PRODUCTION |  |  | 7MF4433-1DY02-2AC7-Z A01+Y01+Y15+Y21 7MF4923-1LA01-4B-Z C11
20MAG10CL025-U01 | Level transmitter | 20MAG10CL025 | PRODUCTION |  |  | 7MF4433-1DY02-2AC7-Z A01+Y01+Y15+Y21 7MF4923-1LA01-4B-Z C11
10MAG10M201KP | Condenser | 10MAG10M201 | PRODUCTION |  | EO1400079 | R-3300AX-2-T-S-07300/19.05-S-22-6528
20MAG10M201KP | Condenser | 20MAG10M201 | PRODUCTION |  | EO1400079 | R-3300AX-2-T-S-07300/19.05-S-22-6528
10MAK10CT001QB | Resistance Temperature Detector (Pt100) | 10MAK10CT001 | PRODUCTION |  |  | 7MF4433-1FA02-2AC7-Z-A01+C11+Y01+Y15+Y21
10MAK10CT001-U01 | Resistance Temperature Detector (Pt100) | 10MAK10CT001 | PRODUCTION |  |  | 7MF4433-1FA02-2AC7-Z-A01+C11+Y01+Y15+Y21
20MAK10CT001QB | Resistance Temperature Detector (Pt100) | 20MAK10CT001 | PRODUCTION |  |  | 7MF4433-1FA02-2AC7-Z-A01+C11+Y01+Y15+Y21
20MAK10CT001-U01 | Resistance Temperature Detector (Pt100) | 20MAK10CT001 | PRODUCTION |  |  | 7MF4433-1FA02-2AC7-Z-A01+C11+Y01+Y15+Y21
10MAK10CT002QB | Resistance Temperature Detector (Pt100) | 10MAK10CT002 | PRODUCTION |  |  | 7MF4033-1FA10-2AC0-Z A01+C11+C20+Y01+Y15
10MAK10CT002-U01 | Resistance Temperature Detector (Pt100) | 10MAK10CT002 | PRODUCTION |  |  | 7MF4033-1FA10-2AC0-Z A01+C11+C20+Y01+Y15
20MAK10CT002QB | Resistance Temperature Detector (Pt100) | 20MAK10CT002 | PRODUCTION |  |  | 7MF4033-1FA10-2AC0-Z A01+C11+C20+Y01+Y15
20MAK10CT002-U01 | Resistance Temperature Detector (Pt100) | 20MAK10CT002 | PRODUCTION |  |  | 7MF4033-1FA10-2AC0-Z A01+C11+C20+Y01+Y15
10MAK10CT003QB | Resistance Temperature Detector (Pt100) | 10MAK10CT003 | PRODUCTION |  |  | 7MF4033-1FA10-2AC0-Z A01+C11+C20+Y01+Y15
10MAK10CT003-U01 | Resistance Temperature Detector (Pt100) | 10MAK10CT003 | PRODUCTION |  |  | 7MF4033-1FA10-2AC0-Z A01+C11+C20+Y01+Y15
20MAK10CT003QB | Resistance Temperature Detector (Pt100) | 20MAK10CT003 | PRODUCTION |  |  | 7MF4033-1FA10-2AC0-Z A01+C11+C20+Y01+Y15
20MAK10CT003-U01 | Resistance Temperature Detector (Pt100) | 20MAK10CT003 | PRODUCTION |  |  | 7MF4033-1FA10-2AC0-Z A01+C11+C20+Y01+Y15
10MAK10CT004QB | Resistance Temperature Detector (Pt100) | 10MAK10CT004 | PRODUCTION |  |  | 7MF4033-1FA10-2AC0-Z A01+C11+C20+Y01+Y15
10MAK10CT004-U01 | Resistance Temperature Detector (Pt100) | 10MAK10CT004 | PRODUCTION |  |  | 7MF4033-1FA10-2AC0-Z A01+C11+C20+Y01+Y15
20MAK10CT004QB | Resistance Temperature Detector (Pt100) | 20MAK10CT004 | PRODUCTION |  |  | 7MF4033-1FA10-2AC0-Z A01+C11+C20+Y01+Y15
20MAK10CT004-U01 | Resistance Temperature Detector (Pt100) | 20MAK10CT004 | PRODUCTION |  |  | 7MF4033-1FA10-2AC0-Z A01+C11+C20+Y01+Y15
10MAL10AT002KT | Steamtrap-TD | 10MAL10AT002 | PRODUCTION |  |  |  | SA105
20MAL10AT002KT | Steamtrap-TD | 20MAL10AT002 | PRODUCTION |  |  |  | SA105
10MAL10AT003KT | Steamtrap Ballfloat | 10MAL10AT003 | PRODUCTION |  |  |  | SA105
20MAL10AT003KT | Steamtrap Ballfloat | 20MAL10AT003 | PRODUCTION |  |  |  | SA105
10MAL10AT004KT | Steamtrap Ballfloat | 10MAL10AT004 | PRODUCTION |  |  |  | SA105
20MAL10AT004KT | Steamtrap Ballfloat | 20MAL10AT004 | PRODUCTION |  |  |  | SA105
10MAL10AT006KT | Steamtrap Ballfloat | 10MAL10AT006 | PRODUCTION |  |  |  | SA105
20MAL10AT006KT | Steamtrap Ballfloat | 20MAL10AT006 | PRODUCTION |  |  |  | SA105
10MAL10AT102KT | Steamtrap-TD | 10MAL10AT102 | PRODUCTION |  |  |  | SA105
20MAL10AT102KT | Steamtrap-TD | 20MAL10AT102 | PRODUCTION |  |  |  | SA105
10MAL10AT401KT | Steamtrap-TD | 10MAL10AT401 | PRODUCTION |  |  |  | SA182 F22
20MAL10AT401KT | Steamtrap-TD | 20MAL10AT401 | PRODUCTION |  |  |  | SA182 F22
10MAL10AT403KT | Steamtrap-TD | 10MAL10AT403 | PRODUCTION |  |  |  | SA182 F22
20MAL10AT403KT | Steamtrap-TD | 20MAL10AT403 | PRODUCTION |  |  |  | SA182 F22
10MAL10AT404KT | Steamtrap-TD | 10MAL10AT404 | PRODUCTION |  |  |  | SA182 F22
20MAL10AT404KT | Steamtrap-TD | 20MAL10AT404 | PRODUCTION |  |  |  | SA182 F22
10MAL10AT815KT | Steamtrap-TD | 10MAL10AT815 | PRODUCTION |  |  |  | SA105
20MAL10AT815KT | Steamtrap-TD | 20MAL10AT815 | PRODUCTION |  |  |  | SA105
10MAL10AT819KT | Steamtrap Ballfloat | 10MAL10AT819 | PRODUCTION |  |  |  | SA105
20MAL10AT819KT | Steamtrap Ballfloat | 20MAL10AT819 | PRODUCTION |  |  |  | SA105
10MAL10AT821KT | Steamtrap Ballfloat | 10MAL10AT821 | PRODUCTION |  |  |  | SA105
20MAL10AT821KT | Steamtrap Ballfloat | 20MAL10AT821 | PRODUCTION |  |  |  | SA105
10MAL10AT901KT | Steamtrap-TD | 10MAL10AT901 | PRODUCTION |  |  |  | SA105
20MAL10AT901KT | Steamtrap-TD | 20MAL10AT901 | PRODUCTION |  |  |  | SA105
10MAM10AN005-M01 | Gland Steam Blower-2 | 10MAM10AN005 | PRODUCTION |  | VO-17-11659-C-GA | 1LA2 130-2NA90-Z
20MAM10AN005-M01 | Gland Steam Blower-2 | 20MAM10AN005 | PRODUCTION |  | VO-17-11659-C-GA | 1LA2 130-2NA90-Z
10MAM10AN010-M01 | Gland Steam Blower-1 | 10MAM10AN010 | PRODUCTION |  | VO-17-11659-C-GA | 1LA2 130-2NA90-Z
20MAM10AN010-M01 | Gland Steam Blower-1 | 20MAM10AN010 | PRODUCTION |  | VO-17-11659-C-GA | 1LA2 130-2NA90-Z
10MAV10AP120-M01 | Auxiliary Oil pump | 10MAV10AP120 | PRODUCTION |  |  | 1LA2 224-4NA64
20MAV10AP120-M01 | Auxiliary Oil pump | 20MAV10AP120 | PRODUCTION |  |  | 1LA2 224-4NA64
10MAV10AP201-M01 | Barring Motor Cover Switch, motor | 10MAV10AP201 | PRODUCTION |  | 1LE1603-1EB43-4GB4-Z | 1CV3184B
20MAV10AP201-M01 | Barring Motor Cover Switch, motor | 20MAV10AP201 | PRODUCTION |  | 1LE1603-1EB43-4GB4-Z | 1CV3184B
10MAV10MO040 | Borosilicate Sight Glass | 10MAV10MO040 | PRODUCTION
20MAV10MO040 | Borosilicate Sight Glass | 20MAV10MO040 | PRODUCTION
10MAV10MO050 | Borosilicate Sight Glass | 10MAV10MO050 | PRODUCTION
20MAV10MO050 | Borosilicate Sight Glass | 20MAV10MO050 | PRODUCTION
10MAV35CP001-U01 | Pressure Transmitter | 10MAV35CP001 | PRODUCTION |  |  | 7MF4033-1DA10-2AC0-Z A01+C11+Y01+Y15
20MAV35CP001-U01 | Pressure Transmitter | 20MAV35CP001 | PRODUCTION |  |  | 7MF4033-1DA10-2AC0-Z A01+C11+Y01+Y15
10MAV40CP001-U01 | Pressure Transmitter | 10MAV40CP001 | PRODUCTION |  |  | 7MF4033-1DA10-2AC0-Z A01+C11+C20+Y01+Y15
20MAV40CP001-U01 | Pressure Transmitter | 20MAV40CP001 | PRODUCTION |  |  | 7MF4033-1DA10-2AC0-Z A01+C11+C20+Y01+Y15
10MAV40CP002-U01 | Pressure Transmitter | 10MAV40CP002 | PRODUCTION |  |  | 7MF4033-1DA10-2AC0-Z A01+C11+C20+Y01+Y15
20MAV40CP002-U01 | Pressure Transmitter | 20MAV40CP002 | PRODUCTION |  |  | 7MF4033-1DA10-2AC0-Z A01+C11+C20+Y01+Y15
10MAV40CP003-U01 | Pressure Transmitter | 10MAV40CP003 | PRODUCTION |  |  | 7MF4033-1DA10-2AC0-Z A01+C11+C20+Y01+Y15
20MAV40CP003-U01 | Pressure Transmitter | 20MAV40CP003 | PRODUCTION |  |  | 7MF4033-1DA10-2AC0-Z A01+C11+C20+Y01+Y15
10MAV40CP004-U01 | Pressure Transmitter | 10MAV40CP004 | PRODUCTION |  |  | 7MF4033-1DA10-2AC0-Z A01+C11+Y01+Y15
20MAV40CP004-U01 | Pressure Transmitter | 20MAV40CP004 | PRODUCTION |  |  | 7MF4033-1DA10-2AC0-Z A01+C11+Y01+Y15
10MAV40CP005-U01 | Pressure Transmitter | 10MAV40CP005 | PRODUCTION |  |  | 7MF4033-1DA10-2AC0-Z A01+C11+Y01+Y15
20MAV40CP005-U01 | Pressure Transmitter | 20MAV40CP005 | PRODUCTION |  |  | 7MF4033-1DA10-2AC0-Z A01+C11+Y01+Y15
10MAV80AP103-M01 | Jacking Oil pump | 10MAV80AP103 | PRODUCTION |  |  | SQ. CAGE, IND
20MAV80AP103-M01 | Jacking Oil pump | 20MAV80AP103 | PRODUCTION |  |  | SQ. CAGE, IND
10MAV80AP130-M01 | Unit-1, Jacking Oil Pump | 10MAV80AP130 | PRODUCTION |  |  | SQ. CAGE, IND
20MAV80AP130-M01 | Unit-2, Jacking Oil Pump | 20MAV80AP130 | PRODUCTION |  |  | SQ. CAGE, IND
10MAV80CP001QB | Pressure Transmitter | 10MAV80CP001 | PRODUCTION |  |  | 7MF4033-1GA10-2AC0-Z A01+C11+Y01+Y15
10MAV80CP001-U01 | Pressure Transmitter | 10MAV80CP001 | PRODUCTION |  |  | 7MF4033-1GA10-2AC0-Z A01+C11+Y01+Y15
20MAV80CP001QB | Pressure Transmitter | 20MAV80CP001 | PRODUCTION |  |  | 7MF4033-1GA10-2AC0-Z A01+C11+Y01+Y15
20MAV80CP001-U01 | Pressure Transmitter | 20MAV80CP001 | PRODUCTION |  |  | 7MF4033-1GA10-2AC0-Z A01+C11+Y01+Y15
10MAW10CP010-U01 | Pressure Transmitter | 10MAW10CP010 | PRODUCTION |  |  | 7MF4033-1BA10-2AC0-Z A01+C11+Y01+Y15
20MAW10CP010-U01 | Pressure Transmitter | 20MAW10CP010 | PRODUCTION |  |  | 7MF4033-1BA10-2AC0-Z A01+C11+Y01+Y15
10MAX10CP003-U01 | Pressure Transmitter | 10MAX10CP003 | PRODUCTION |  |  | 7MF4033-1DA10-2AC0-Z A01+C11+Y01+Y15
20MAX10CP003-U01 | Pressure Transmitter | 20MAX10CP003 | PRODUCTION |  |  | 7MF4033-1DA10-2AC0-Z A01+C11+Y01+Y15
10MAX10CP007-U01 | Pressure Transmitter | 10MAX10CP007 | PRODUCTION
20MAX10CP007-U01 | Pressure Transmitter | 20MAX10CP007 | PRODUCTION
10MK10-G | Steam Turbine Generator | 10MK10 | PRODUCTION |  |  | 48.71 MVA / 41.4 MW CL-F, CYLINDRICAL TYPE, CACW, BRUSHLESS | SCR- 0.6, XD"-27%
20MK10-G | Steam Turbine Generator | 20MK10 | PRODUCTION |  |  | CL-F, CYLINDRICAL TYPE, CACW, BRUSHLESS EXCITATION | SCR- 0.6, XD"-27%, IP 54
10MKA10CT007QB | Resistance Temperature Detector (Pt100) | 10MKA10CT007 | PRODUCTION |  |  | 7MF4033-1FA10-2AC0-Z A01+C11+C20+Y01+Y15
10MKA10CT007-U01 | Resistance Temperature Detector (Pt100) | 10MKA10CT007 | PRODUCTION |  |  | 7MF4033-1FA10-2AC0-Z A01+C11+C20+Y01+Y15
20MKA10CT007QB | Resistance Temperature Detector (Pt100) | 20MKA10CT007 | PRODUCTION |  |  | 7MF4033-1FA10-2AC0-Z A01+C11+C20+Y01+Y15
20MKA10CT007-U01 | Resistance Temperature Detector (Pt100) | 20MKA10CT007 | PRODUCTION |  |  | 7MF4033-1FA10-2AC0-Z A01+C11+C20+Y01+Y15
10MKY20-A | Generator Relay Panel For Stg-1 | 10MKY20 | PRODUCTION |  |  | 7UM622 GPR, 2 NOS. IP 42, RAL 7035
20PGA39AT101KT | Y-Strainer | 20PGA39AT101 | PRODUCTION |  |  |  | SA216 Gr WCB
20MKY20-A | Generator Relay Panel For Stg-2 | 20MKY20 | PRODUCTION |  |  | 7UM622 GPR, 2 NOS. IP 42, RAL 7035
10MKY30-A | Generator Metering & Synchronising Panel-1 | 10MKY30 | PRODUCTION |  |  | IP42, RAL 7035 3mm PANEL THICHNESS, 110V DC CKT.
20MKY30-A | Generator Metering & Synchronising Panel-2 | 20MKY30 | PRODUCTION |  |  | IP42, RAL 7035 3mm PANEL THICHNESS, 110V DC CKT.
00PAD01CL001-U01 | Ultrasonic level transmitter | 00PAD01CL001 | PRODUCTION |  |  | 7ML5221-2BA11-Z Y15
00PAD01CP001-U01 | Pressure Transmitter | 00PAD01CP001 | PRODUCTION |  |  | 7MF4033-1DA10-2AC6-Z A01+C11+Y01+Y15
10PAD01CP001-U01 | Pressure Transmitter | 10PAD01CP001 | PRODUCTION |  |  | 7MF4033-1DA10-2AC6-Z A01+C11+Y01+Y15
20PAD01CP001-U01 | Pressure Transmitter | 20PAD01CP001 | PRODUCTION |  |  | 7MF4033-1DA10-2AC6-Z A01+C11+Y01+Y15
10PAD02CP001-U01 | Pressure Transmitter | 10PAD02CP001 | PRODUCTION |  |  | 7MF4033-1DA10-2AC6-Z A01+C11+Y01+Y15
20PAD02CP001-U01 | Pressure Transmitter | 20PAD02CP001 | PRODUCTION |  |  | 7MF4033-1DA10-2AC6-Z A01+C11+Y01+Y15
10PAD04CP002-U01 | Pressure Transmitter | 10PAD04CP002 | PRODUCTION |  |  | 7MF4033-1DA10-2AC6-Z A01+C11+Y01+Y15
20PAD04CP002-U01 | Pressure Transmitter | 20PAD04CP002 | PRODUCTION |  |  | 7MF4033-1DA10-2AC6-Z A01+C11+Y01+Y15
10PAD04CT001-U01 | Temperature transmitter | 10PAD04CT001 | PRODUCTION |  |  | 7NG3136-0AC12-Z C11+U03+Y01+Y23
20PAD04CT001-U01 | Temperature transmitter | 20PAD04CT001 | PRODUCTION |  |  | 7NG3136-0AC12-Z C11+U03+Y01+Y23
10PAD05CP002-U01 | Pressure Transmitter | 10PAD05CP002 | PRODUCTION |  |  | 7MF4033-1DA10-2AC6-Z A01+C11+Y01+Y15
20PAD05CP002-U01 | Pressure Transmitter | 20PAD05CP002 | PRODUCTION |  |  | 7MF4033-1DA10-2AC6-Z A01+C11+Y01+Y15
10PAD05CT001-U01 | Temperature transmitter | 10PAD05CT001 | PRODUCTION |  |  | 7NG3136-0AC12-Z C11+U03+Y01+Y23
20PAD05CT001-U01 | Temperature transmitter | 20PAD05CT001 | PRODUCTION |  |  | 7NG3136-0AC12-Z C11+U03+Y01+Y23
10PAD06CP001-U01 | Pressure Transmitter | 10PAD06CP001 | PRODUCTION |  |  | 7MF4033-1DA10-2AC6-Z A01+C11+Y01+Y15
20PAD06CP001-U01 | Pressure Transmitter | 20PAD06CP001 | PRODUCTION |  |  | 7MF4033-1DA10-2AC6-Z A01+C11+Y01+Y15
10PAD06CT001-U01 | Temperature transmitter | 10PAD06CT001 | PRODUCTION |  |  | 7NG3136-0AC12-Z C11+U03+Y01+Y23
20PAD06CT001-U01 | Temperature transmitter | 20PAD06CT001 | PRODUCTION |  |  | 7NG3136-0AC12-Z C11+U03+Y01+Y23
10PAD07CP001-U01 | Pressure Transmitter | 10PAD07CP001 | PRODUCTION |  |  | 7MF4033-1DA10-2AC6-Z A01+C11+Y01+Y15
20PAD07CP001-U01 | Pressure Transmitter | 20PAD07CP001 | PRODUCTION |  |  | 7MF4033-1DA10-2AC6-Z A01+C11+Y01+Y15
10PAD07CT001-U01 | Temperature transmitter | 10PAD07CT001 | PRODUCTION |  |  | 7NG3136-0AC12-Z C11+U03+Y01+Y23
20PAD07CT001-U01 | Temperature transmitter | 20PAD07CT001 | PRODUCTION |  |  | 7NG3136-0AC12-Z C11+U03+Y01+Y23
00PCB01CP001-U01 | Pressure Transmitter | 00PCB01CP001 | PRODUCTION |  |  | 7MF4033-1DA10-2AC6-Z A01+C11+Y01+Y15
10PCB01CP001-U01 | Pressure Transmitter | 10PCB01CP001 | PRODUCTION |  |  | 7MF4033-1DA10-2AC6-Z A01+C11+Y01+Y15
20PCB01CP001-U01 | Pressure Transmitter | 20PCB01CP001 | PRODUCTION |  |  | 7MF4033-1DA10-2AC6-Z A01+C11+Y01+Y15
00PCB02CP001-U01 | Pressure Transmitter | 00PCB02CP001 | PRODUCTION |  |  | 7MF4033-1DA10-2AC6-Z A01+C11+Y01+Y15
00PCB02CT001-U01 | Temperature transmitter | 00PCB02CT001 | PRODUCTION |  |  | 7NG3136-0AC12-Z C11+U03+Y01+Y23
10PGA36CL001-U01 | Level transmitter | 10PGA36CL001 | PRODUCTION |  |  | 7MF4433-1DA02-2AC7-Z A01+C11+Y01+Y15+Y21
20PGA36CL001-U01 | Level transmitter | 20PGA36CL001 | PRODUCTION |  |  | 7MF4433-1DA02-2AC7-Z A01+C11+Y01+Y15+Y21
10PGA39AT101KT | DM cooling water pump 1 strainer (STG) | 10PGA39AT101 | PRODUCTION |  |  |  | SA216 Gr WCB
10PGA39AT102KT | DM cooling water pump 2 strainer (STG) | 10PGA39AT102 | PRODUCTION |  |  |  | SA216 Gr WCB
20PGA39AT102KT | Y-Strainer | 20PGA39AT102 | PRODUCTION |  |  |  | SA216 Gr WCB
10PGA39CP001-U01 | Pressure Transmitter | 10PGA39CP001 | PRODUCTION |  |  | 7MF4033-1CA10-2AC0-Z A01+C11+Y01+Y15
20PGA39CP001-U01 | Pressure Transmitter | 20PGA39CP001 | PRODUCTION |  |  | 7MF4033-1CA10-2AC0-Z A01+C11+Y01+Y15
10PGA39CP002-U01 | Pressure Transmitter | 10PGA39CP002 | PRODUCTION |  |  | BDT-E-TW-BT
20PGA39CP002-U01 | Pressure Transmitter | 20PGA39CP002 | PRODUCTION |  |  | BDT-E-TW-BT
10PGA80CP002QB | Pressure Transmitter | 10PGA80CP002 | PRODUCTION |  |  | 7MF4033-1CA10-2AC0-Z A01+C11+Y01+Y15
20PGA80CP002QB | Pressure Transmitter | 20PGA80CP002 | PRODUCTION |  |  | 7MF4033-1CA10-2AC0-Z A01+C11+Y01+Y15
10QCC26AM101KM | Hydrazine Dosing Agitator AGM-01 | 10QCC26AM101 | PRODUCTION |  |  | IP-55,FLANGE MOUNTED
10QCC27AM101KM | Hydrazine Dosing Agitator AGM-02 | 10QCC27AM101 | PRODUCTION |  |  | 1.0HP,960RPM
10QCC28AM101KM | Hydrazine Dosing Agitator AGM-03 | 10QCC28AM101 | PRODUCTION |  |  | 0,5HP,1450RPM,TEFC
10QCC29AM101KM | Hydrazine Dosing Agitator AGM-04 | 10QCC29AM101 | PRODUCTION |  |  | 0,5HP,1450RPM,TEFC
10QCD26AM101KM | Agitator motor for ammonia dosing-1 | 10QCD26AM101 | PRODUCTION |  |  | 1.0HP,960RPM
10QCD27AM101KM | Agitator motor for ammonia dosing-2 | 10QCD27AM101 | PRODUCTION |  |  | IP-55 FLANGE MOUNTED
10QCD28AM101KM | Ammonia dosing motor-1 | 10QCD28AM101 | PRODUCTION |  |  | IP-55 FLANGE MOUNTED
10QCD29AM101KM | Ammonia dosing motor-2 | 10QCD29AM101 | PRODUCTION |  |  | IP-55 FLANGE MOUNTED
10QFC10CP001-U01 | Pressure Transmitter | 10QFC10CP001 | PRODUCTION |  |  | 7MF40331DA102AC7-Z A02+C11+C12+C41+Y01+Y15+Y21
20QFC10CP001-U01 | Pressure Transmitter | 20QFC10CP001 | PRODUCTION |  |  | 7MF40331DA102AC7-Z A02+C11+C12+C41+Y01+Y15+Y21
20BAB10-F | NGTR | 20BAB10 | PRODUCTION
10GAC21AA001KA | Ball Valve | 10GAC21AA001 | PRODUCTION |  |  | VT3L | AISI316
10GAC22AA001KA | Ball Valve | 10GAC22AA001 | PRODUCTION |  |  | VT3L | AISI316
20GAC22AA001KA | Ball Valve | 20GAC22AA001 | PRODUCTION |  |  | VT3L | AISI316
10GAC23AA001KA | Ball Valve | 10GAC23AA001 | PRODUCTION |  |  | VT3L | AISI316
10GAC31AA001KA | Ball Valve | 10GAC31AA001 | PRODUCTION |  |  | VT3L | AISI316
20GAC31AA001KA | Ball Valve | 20GAC31AA001 | PRODUCTION |  |  | VT3L | AISI316
10GAC32AA001KA | Ball Valve | 10GAC32AA001 | PRODUCTION |  |  | VT3L | AISI316
20GAC32AA001KA | Ball Valve | 20GAC32AA001 | PRODUCTION |  |  | VT3L | AISI316
00GAC40AA002KA | Ball Valve | 00GAC40AA002 | PRODUCTION |  |  | VT3L | AISI316
10GAC41AA001KA | Ball Valve | 10GAC41AA001 | PRODUCTION |  |  | VT3L | AISI316
20GAC41AA001KA | Ball Valve | 20GAC41AA001 | PRODUCTION |  |  | VT3L | AISI316
10GAC42AA701KA | Ball Valve | 10GAC42AA701 | PRODUCTION |  |  | VT3L | AISI316
20GAC42AA701KA | Ball Valve | 20GAC42AA701 | PRODUCTION |  |  | VT3L | AISI316
10GAC51AA001KA | Ball Valve | 10GAC51AA001 | PRODUCTION |  |  | VT3L | AISI316
20GAC51AA001KA | Ball Valve | 20GAC51AA001 | PRODUCTION |  |  | VT3L | AISI316
10GAC52AA001KA | Ball Valve | 10GAC52AA001 | PRODUCTION |  |  | VT3L | AISI316
20GAC52AA001KA | Ball Valve | 20GAC52AA001 | PRODUCTION |  |  | VT3L | AISI316
10GTA30AA001KA | Ball Valve | 10GTA30AA001 | PRODUCTION |  |  | VT3L | AISI316
20GTA30AA001KA | Ball Valve | 20GTA30AA001 | PRODUCTION |  |  | VT3L | AISI316
10HDA11AA002KA | Ball Valve | 10HDA11AA002 | PRODUCTION |  |  | VT3 | AISI316
20HDA11AA002KA | Ball Valve | 20HDA11AA002 | PRODUCTION |  |  | VT3 | AISI316
10HDA12AA002KA | Ball Valve | 10HDA12AA002 | PRODUCTION |  |  | VT3 | AISI316
20HDA12AA002KA | Ball Valve | 20HDA12AA002 | PRODUCTION |  |  | VT3 | AISI316
10HDA13AA002KA | Ball Valve | 10HDA13AA002 | PRODUCTION |  |  | VT3 | AISI316
20HDA13AA002KA | Ball Valve | 20HDA13AA002 | PRODUCTION |  |  | VT3 | AISI316
10HDA21AA002KA | Ball Valve | 10HDA21AA002 | PRODUCTION |  |  | VT3 | AISI316
20HDA21AA002KA | Ball Valve | 20HDA21AA002 | PRODUCTION |  |  | VT3 | AISI316
10HDA22AA002KA | Ball Valve | 10HDA22AA002 | PRODUCTION |  |  | VT3 | AISI316
20HDA22AA002KA | Ball Valve | 20HDA22AA002 | PRODUCTION |  |  | VT3 | AISI316
10HDA23AA002KA | Ball Valve | 10HDA23AA002 | PRODUCTION |  |  | VT3 | AISI316
20HDA23AA002KA | Ball Valve | 20HDA23AA002 | PRODUCTION |  |  | VT3 | AISI316
10HTF10AA001KA | Ball Valve | 10HTF10AA001 | PRODUCTION |  |  | VT33L | AISI316
20HTF10AA001KA | Ball Valve | 20HTF10AA001 | PRODUCTION |  |  | VT33L | AISI316
10HTF20AA001KA | ball valve | 10HTF20AA001 | PRODUCTION |  |  | VT33L | AISI316
20HTF20AA001KA | ball valve | 20HTF20AA001 | PRODUCTION |  |  | VT33L | AISI316
10HTJ20AA801KA | Ball Valve | 10HTJ20AA801 | PRODUCTION |  |  | VT33L | AISI316
20HTJ20AA801KA | Ball Valve | 20HTJ20AA801 | PRODUCTION |  |  | VT33L | AISI316
10HTP20AA001KA | Ball Valve | 10HTP20AA001 | PRODUCTION |  |  | VT33L | AISI316
20HTP20AA001KA | Ball Valve | 20HTP20AA001 | PRODUCTION |  |  | VT33L | AISI316
00HTQ25AA801KA | Ball Valve | 00HTQ25AA801 | PRODUCTION |  |  | VT2F | CF8M
00HTQ30AA701KA | Ball Valve | 00HTQ30AA701 | PRODUCTION |  |  | VT3L | AISI316
00HTQ32AA701KA | Ball Valve | 00HTQ32AA701 | PRODUCTION |  |  | VT3L | AISI316
00HTQ40AA701KA | Ball Valve | 00HTQ40AA701 | PRODUCTION |  |  | VT3L | AISI316
00HTQ42AA701KA | Ball Valve | 00HTQ42AA701 | PRODUCTION |  |  | VT3L | AISI316
10PGA33AA001KA | Butterfly Valve | 10PGA33AA001 | PRODUCTION |  |  | VT3L | AISI316
20PGA33AA001KA | Butterfly Valve | 20PGA33AA001 | PRODUCTION |  |  | VT3L | AISI316
10PGA34AA001KA | Butterfly Valve | 10PGA34AA001 | PRODUCTION |  |  | VT3L | AISI316
20PGA34AA001KA | Butterfly Valve | 20PGA34AA001 | PRODUCTION |  |  | VT3L | AISI316
10PGA35AA001KA | Butterfly Valve | 10PGA35AA001 | PRODUCTION |  |  | VT3L | AISI316
20PGA35AA001KA | Butterfly Valve | 20PGA35AA001 | PRODUCTION |  |  | VT3L | AISI316
10PGA38AA001KA | Butterfly Valve | 10PGA38AA001 | PRODUCTION |  |  | VT3L | AISI316
20PGA38AA001KA | Butterfly Valve | 20PGA38AA001 | PRODUCTION |  |  | VT3L | AISI316
10PGA61AA001KA | Butterfly Valve | 10PGA61AA001 | PRODUCTION |  |  | VT3L | AISI316
20PGA61AA001KA | Butterfly Valve | 20PGA61AA001 | PRODUCTION |  |  | VT3L | AISI316
10PGA62AA001KA | Butterfly Valve | 10PGA62AA001 | PRODUCTION |  |  | VT3L | AISI316
20PGA62AA001KA | Butterfly Valve | 20PGA62AA001 | PRODUCTION |  |  | VT3L | AISI316
10PGB11CF501QP | Flow gauge | 10PGB11CF501 | PRODUCTION |  |  | SFI-F-F-1-T-W-N-50NB 150 #
10PGB12CF501QP | Flow gauge | 10PGB12CF501 | PRODUCTION |  |  | SFI-F-F-1-T-W-N-50NB 150 #
10PGB13CF501QP | Flow gauge | 10PGB13CF501 | PRODUCTION |  |  | SFI-F-F-1-T-W-N-50NB 150 #
10QCA11AP001KP | Phosphate pump 1 | 10QCA11AP001 | PRODUCTION |  |  | Piston Metering Pump Sigma/ 2 Control type SCKa | 914569
20QCA11AP001KP | Phosphate pump 1 | 20QCA11AP001 | PRODUCTION |  |  | Piston Metering Pump Sigma/ 2 Control type SCKa | 914569
10QCA12AP001KP | Phosphate pump 2 | 10QCA12AP001 | PRODUCTION |  |  | Piston Metering Pump Sigma/ 2 Control type SCKa | 914569
20QCA12AP001KP | Phosphate pump 2 | 20QCA12AP001 | PRODUCTION |  |  | Piston Metering Pump Sigma/ 2 Control type SCKa | 914569
10QEB20AA701KA | Ball Valve | 10QEB20AA701 | PRODUCTION |  |  | VT3L | AISI316
20QEB20AA701KA | Ball Valve | 20QEB20AA701 | PRODUCTION |  |  | VT3L | AISI316
10QEB20AA801KA | Ball Valve | 10QEB20AA801 | PRODUCTION |  |  | VT33L | AISI316
20QEB20AA801KA | Ball Valve | 20QEB20AA801 | PRODUCTION |  |  | VT33L | AISI316
10QEB21AA001KA | Ball Valve | 10QEB21AA001 | PRODUCTION |  |  | VT33L | AISI316
20QEB21AA001KA | Ball Valve | 20QEB21AA001 | PRODUCTION |  |  | VT33L | AISI316
10QEB21AA003KA | Ball Valve | 10QEB21AA003 | PRODUCTION |  |  | VT33L | AISI316
20QEB21AA003KA | Ball Valve | 20QEB21AA003 | PRODUCTION |  |  | VT33L | AISI316
10QEB21AA004KA | Ball Valve | 10QEB21AA004 | PRODUCTION |  |  | VT33L | AISI316
20QEB21AA004KA | Ball Valve | 20QEB21AA004 | PRODUCTION |  |  | VT33L | AISI316
10QEB21AA005KA | Ball Valve | 10QEB21AA005 | PRODUCTION |  |  | VT33L | AISI316
20QEB21AA005KA | Ball Valve | 20QEB21AA005 | PRODUCTION |  |  | VT33L | AISI316
10QEB21AA006KA | Ball Valve | 10QEB21AA006 | PRODUCTION |  |  | VT33L | AISI316
20QEB21AA006KA | Ball Valve | 20QEB21AA006 | PRODUCTION |  |  | VT33L | AISI316
10QEB21AA007KA | Ball Valve | 10QEB21AA007 | PRODUCTION |  |  | VT33L | AISI316
20QEB21AA007KA | Ball Valve | 20QEB21AA007 | PRODUCTION |  |  | VT33L | AISI316
10QEB21AA008KA | Ball Valve | 10QEB21AA008 | PRODUCTION |  |  | VT33L | AISI316
20QEB21AA008KA | Ball Valve | 20QEB21AA008 | PRODUCTION |  |  | VT33L | AISI316
10QEB21AA009KA | Ball Valve | 10QEB21AA009 | PRODUCTION |  |  | VT33L | AISI316
20QEB21AA009KA | Ball Valve | 20QEB21AA009 | PRODUCTION |  |  | VT33L | AISI316
10QEB22AA001KA | Ball Valve | 10QEB22AA001 | PRODUCTION |  |  | VT33L | AISI316
20QEB22AA001KA | Ball Valve | 20QEB22AA001 | PRODUCTION |  |  | VT33L | AISI316
10QEB22AA003KA | Ball Valve | 10QEB22AA003 | PRODUCTION |  |  | VT33L | AISI316
20QEB22AA003KA | Ball Valve | 20QEB22AA003 | PRODUCTION |  |  | VT33L | AISI316
10QEB22AA004KA | Ball Valve | 10QEB22AA004 | PRODUCTION |  |  | VT33L | AISI316
20QEB22AA004KA | Ball Valve | 20QEB22AA004 | PRODUCTION |  |  | VT33L | AISI316
10QEB22AA005KA | Ball Valve | 10QEB22AA005 | PRODUCTION |  |  | VT33L | AISI316
20QEB22AA005KA | Ball Valve | 20QEB22AA005 | PRODUCTION |  |  | VT33L | AISI316
10QEB22AA006KA | Ball Valve | 10QEB22AA006 | PRODUCTION |  |  | VT33L | AISI316
20QEB22AA006KA | Ball Valve | 20QEB22AA006 | PRODUCTION |  |  | VT33L | AISI316
10QEB22AA007KA | Ball Valve | 10QEB22AA007 | PRODUCTION |  |  | VT33L | AISI316
20QEB22AA007KA | Ball Valve | 20QEB22AA007 | PRODUCTION |  |  | VT33L | AISI316
10QEB22AA008KA | Ball Valve | 10QEB22AA008 | PRODUCTION |  |  | VT33L | AISI316
20QEB22AA008KA | Ball Valve | 20QEB22AA008 | PRODUCTION |  |  | VT33L | AISI316
10QEB22AA009KA | Ball Valve | 10QEB22AA009 | PRODUCTION |  |  | VT33L | AISI316
20QEB22AA009KA | Ball Valve | 20QEB22AA009 | PRODUCTION |  |  | VT33L | AISI316
10QEB23AA001KA | Ball Valve | 10QEB23AA001 | PRODUCTION |  |  | VT3L | AISI316
20QEB23AA001KA | Ball Valve | 20QEB23AA001 | PRODUCTION |  |  | VT3L | AISI316
10QEB24AA001KA | Ball Valve | 10QEB24AA001 | PRODUCTION |  |  | VT3L | AISI316
20QEB24AA001KA | Ball Valve | 20QEB24AA001 | PRODUCTION |  |  | VT3L | AISI316
10QEB25AA001KA | Ball Valve | 10QEB25AA001 | PRODUCTION |  |  | VT3L | AISI316
20QEB25AA001KA | Ball Valve | 20QEB25AA001 | PRODUCTION |  |  | VT3L | AISI316
10QEB26AA001KA | Ball Valve | 10QEB26AA001 | PRODUCTION |  |  | VT3L | AISI316
20QEB26AA001KA | Ball Valve | 20QEB26AA001 | PRODUCTION |  |  | VT3L | AISI316
10QEB27AA001KA | Ball Valve | 10QEB27AA001 | PRODUCTION |  |  | VT3L | AISI316
20QEB27AA001KA | Ball Valve | 20QEB27AA001 | PRODUCTION |  |  | VT3L | AISI316
10QEB31AA001KA | Ball Valve | 10QEB31AA001 | PRODUCTION |  |  | VT3L | AISI316
20QEB31AA001KA | Ball Valve | 20QEB31AA001 | PRODUCTION |  |  | VT3L | AISI316
10QEB32AA001KA | Ball Valve | 10QEB32AA001 | PRODUCTION |  |  | VT3L | AISI316
20QEB32AA001KA | Ball Valve | 20QEB32AA001 | PRODUCTION |  |  | VT3L | AISI316
10QEB61AA001KA | Ball Valve | 10QEB61AA001 | PRODUCTION |  |  | VT3L | AISI316
20QEB61AA001KA | Ball Valve | 20QEB61AA001 | PRODUCTION |  |  | VT3L | AISI316
10QEB65AA001KA | Ball Valve | 10QEB65AA001 | PRODUCTION |  |  | VT3L | AISI316
20QEB65AA001KA | Ball Valve | 20QEB65AA001 | PRODUCTION |  |  | VT3L | AISI316
10QEB93AA001KA | Ball Valve | 10QEB93AA001 | PRODUCTION |  |  | VT33L | AISI316
20QEB93AA001KA | Ball Valve | 20QEB93AA001 | PRODUCTION |  |  | VT33L | AISI316
10QEB93AA002KA | Ball Valve | 10QEB93AA002 | PRODUCTION |  |  | VT33L | AISI316
20QEB93AA002KA | Ball Valve | 20QEB93AA002 | PRODUCTION |  |  | VT33L | AISI316
10QEB93AA003KA | Ball Valve | 10QEB93AA003 | PRODUCTION |  |  | VT33L | AISI316
20QEB93AA003KA | Ball Valve | 20QEB93AA003 | PRODUCTION |  |  | VT33L | AISI316
10QEB93AA005KA | Ball Valve | 10QEB93AA005 | PRODUCTION |  |  | VT33L | AISI316
20QEB93AA005KA | Ball Valve | 20QEB93AA005 | PRODUCTION |  |  | VT33L | AISI316
10QEB93AA006KA | Ball Valve | 10QEB93AA006 | PRODUCTION |  |  | VT33L | AISI316
20QEB93AA006KA | Ball Valve | 20QEB93AA006 | PRODUCTION |  |  | VT33L | AISI316
10QEB94AA001KA | Ball Valve | 10QEB94AA001 | PRODUCTION |  |  | VT3L | AISI316
20QEB94AA001KA | Ball Valve | 20QEB94AA001 | PRODUCTION |  |  | VT3L | AISI316
10QEB95AA001KA | Ball Valve | 10QEB95AA001 | PRODUCTION |  |  | VT3L | AISI316
20QEB95AA001KA | Ball Valve | 20QEB95AA001 | PRODUCTION |  |  | VT3L | AISI316
10QEB96AA801KA | Ball Valve | 10QEB96AA801 | PRODUCTION |  |  | VT33L | AISI316
20QEB96AA801KA | Ball Valve | 20QEB96AA801 | PRODUCTION |  |  | VT33L | AISI316
10QEB96AA802KA | Ball Valve | 10QEB96AA802 | PRODUCTION |  |  | VT33L | AISI316
20QEB96AA802KA | Ball Valve | 20QEB96AA802 | PRODUCTION |  |  | VT33L | AISI316
10QEB97AA701KA | Ball Valve | 10QEB97AA701 | PRODUCTION |  |  | VT3 | AISI316
20QEB97AA701KA | Ball Valve | 20QEB97AA701 | PRODUCTION |  |  | VT3 | AISI316
10QEB97AA801KA | Ball Valve | 10QEB97AA801 | PRODUCTION |  |  | VT3 | AISI316
20QEB97AA801KA | Ball Valve | 20QEB97AA801 | PRODUCTION |  |  | VT3 | AISI316
10QEB98AA701KA | Ball Valve | 10QEB98AA701 | PRODUCTION |  |  | VT3 | AISI316
20QEB98AA701KA | Ball Valve | 20QEB98AA701 | PRODUCTION |  |  | VT3 | AISI316
10QEB98AA801KA | Ball Valve | 10QEB98AA801 | PRODUCTION |  |  | VT3 | AISI316
20QEB98AA801KA | Ball Valve | 20QEB98AA801 | PRODUCTION |  |  | VT3 | AISI316
10QEB99AA701KA | Ball Valve | 10QEB99AA701 | PRODUCTION |  |  | VT3 | AISI316
20QEB99AA701KA | Ball Valve | 20QEB99AA701 | PRODUCTION |  |  | VT3 | AISI316
10QEB99AA801KA | Ball Valve | 10QEB99AA801 | PRODUCTION |  |  | VT3 | AISI316
20QEB99AA801KA | Ball Valve | 20QEB99AA801 | PRODUCTION |  |  | VT3 | AISI316
10QEU12AA801KA | Ball Valve | 10QEU12AA801 | PRODUCTION |  |  | VT33L | AISI316
20QEU12AA801KA | Ball Valve | 20QEU12AA801 | PRODUCTION |  |  | VT33L | AISI316
10QEU13AA811KA | Ball Valve | 10QEU13AA811 | PRODUCTION |  |  | VT33L | AISI316
20QEU13AA811KA | Ball Valve | 20QEU13AA811 | PRODUCTION |  |  | VT33L | AISI316
10QEU14AA811KA | Ball Valve | 10QEU14AA811 | PRODUCTION |  |  | VT33L | AISI316
20QEU14AA811KA | Ball Valve | 20QEU14AA811 | PRODUCTION |  |  | VT33L | AISI316
10QEU15AA811KA | Ball Valve | 10QEU15AA811 | PRODUCTION |  |  | VT33L | AISI316
20QEU15AA811KA | Ball Valve | 20QEU15AA811 | PRODUCTION |  |  | VT33L | AISI316
10QEU17AA801KA | Ball Valve | 10QEU17AA801 | PRODUCTION |  |  | VT33L | AISI316
20QEU17AA801KA | Ball Valve | 20QEU17AA801 | PRODUCTION |  |  | VT33L | AISI316
10QEU18AA801KA | Ball Valve | 10QEU18AA801 | PRODUCTION |  |  | VT33L | AISI316
20QEU18AA801KA | Ball Valve | 20QEU18AA801 | PRODUCTION |  |  | VT33L | AISI316
10QFB20AA001KA | Ball Valve | 10QFB20AA001 | PRODUCTION |  |  | VT3L | AISI316
20QFB20AA001KA | Ball Valve | 20QFB20AA001 | PRODUCTION |  |  | VT3L | AISI316
10QFB20AA701KA | Ball Valve | 10QFB20AA701 | PRODUCTION |  |  | VT3L | AISI316
20QFB20AA701KA | Ball Valve | 20QFB20AA701 | PRODUCTION |  |  | VT3L | AISI316
10QFB20AA801KA | Ball Valve | 10QFB20AA801 | PRODUCTION |  |  | VT33L | AISI316
20QFB20AA801KA | Ball Valve | 20QFB20AA801 | PRODUCTION |  |  | VT33L | AISI316
10QFB20AA811KA | Ball Valve | 10QFB20AA811 | PRODUCTION |  |  | VT33L | AISI316
20QFB20AA811KA | Ball Valve | 20QFB20AA811 | PRODUCTION |  |  | VT33L | AISI316
10QFB20AA821KA | Ball Valve | 10QFB20AA821 | PRODUCTION |  |  | VT33L | AISI316
20QFB20AA821KA | Ball Valve | 20QFB20AA821 | PRODUCTION |  |  | VT33L | AISI316
10QFB21AA001KA | Ball Valve | 10QFB21AA001 | PRODUCTION |  |  | VT33L | AISI316
20QFB21AA001KA | Ball Valve | 20QFB21AA001 | PRODUCTION |  |  | VT33L | AISI316
10QFB21AA002KA | Ball Valve | 10QFB21AA002 | PRODUCTION |  |  | VT33L | AISI316
20QFB21AA002KA | Ball Valve | 20QFB21AA002 | PRODUCTION |  |  | VT33L | AISI316
10QFB21AA003KA | Ball Valve | 10QFB21AA003 | PRODUCTION |  |  | VT33L | AISI316
20QFB21AA003KA | Ball Valve | 20QFB21AA003 | PRODUCTION |  |  | VT33L | AISI316
10QFB21AA004KA | Ball Valve | 10QFB21AA004 | PRODUCTION |  |  | VT33L | AISI316
20QFB21AA004KA | Ball Valve | 20QFB21AA004 | PRODUCTION |  |  | VT33L | AISI316
10QFB21AA005KA | Ball Valve | 10QFB21AA005 | PRODUCTION |  |  | VT33L | AISI316
20QFB21AA005KA | Ball Valve | 20QFB21AA005 | PRODUCTION |  |  | VT33L | AISI316
10QFB21AA006KA | Ball Valve | 10QFB21AA006 | PRODUCTION |  |  | VT33L | AISI316
20QFB21AA006KA | Ball Valve | 20QFB21AA006 | PRODUCTION |  |  | VT33L | AISI316
10QFB21AA007KA | Ball Valve | 10QFB21AA007 | PRODUCTION |  |  | VT33L | AISI316
20QFB21AA007KA | Ball Valve | 20QFB21AA007 | PRODUCTION |  |  | VT33L | AISI316
10QFB21AA008KA | Ball Valve | 10QFB21AA008 | PRODUCTION |  |  | VT33L | AISI316
20QFB21AA008KA | Ball Valve | 20QFB21AA008 | PRODUCTION |  |  | VT33L | AISI316
10QFB21AA009KA | Ball Valve | 10QFB21AA009 | PRODUCTION |  |  | VT33L | AISI316
20QFB21AA009KA | Ball Valve | 20QFB21AA009 | PRODUCTION |  |  | VT33L | AISI316
10QFB21AA018KA | Ball Valve | 10QFB21AA018 | PRODUCTION |  |  | VT33L | AISI316
20QFB21AA018KA | Ball Valve | 20QFB21AA018 | PRODUCTION |  |  | VT33L | AISI316
10QFB21AA019KA | Ball Valve | 10QFB21AA019 | PRODUCTION |  |  | VT33L | AISI316
20QFB21AA019KA | Ball Valve | 20QFB21AA019 | PRODUCTION |  |  | VT33L | AISI316
10QFB22AA001KA | Ball Valve | 10QFB22AA001 | PRODUCTION |  |  | VT3L | AISI316
20QFB22AA001KA | Ball Valve | 20QFB22AA001 | PRODUCTION |  |  | VT3L | AISI316
10QFB22AA002KA | Ball Valve | 10QFB22AA002 | PRODUCTION |  |  | VT33L | AISI316
20QFB22AA002KA | Ball Valve | 20QFB22AA002 | PRODUCTION |  |  | VT33L | AISI316
10QFB22AA003KA | Ball Valve | 10QFB22AA003 | PRODUCTION |  |  | VT33L | AISI316
20QFB22AA003KA | Ball Valve | 20QFB22AA003 | PRODUCTION |  |  | VT33L | AISI316
10QFB22AA004KA | Ball Valve | 10QFB22AA004 | PRODUCTION |  |  | VT33L | AISI316
20QFB22AA004KA | Ball Valve | 20QFB22AA004 | PRODUCTION |  |  | VT33L | AISI316
10QFB22AA005KA | Ball Valve | 10QFB22AA005 | PRODUCTION |  |  | VT33L | AISI316
20QFB22AA005KA | Ball Valve | 20QFB22AA005 | PRODUCTION |  |  | VT33L | AISI316
10QFB22AA006KA | Ball Valve | 10QFB22AA006 | PRODUCTION |  |  | VT33L | AISI316
20QFB22AA006KA | Ball Valve | 20QFB22AA006 | PRODUCTION |  |  | VT33L | AISI316
10QFB22AA007KA | Ball Valve | 10QFB22AA007 | PRODUCTION |  |  | VT33L | AISI316
20QFB22AA007KA | Ball Valve | 20QFB22AA007 | PRODUCTION |  |  | VT33L | AISI316
10QFB22AA008KA | Ball Valve | 10QFB22AA008 | PRODUCTION |  |  | VT33L | AISI316
20QFB22AA008KA | Ball Valve | 20QFB22AA008 | PRODUCTION |  |  | VT33L | AISI316
10QFB22AA009KA | Ball Valve | 10QFB22AA009 | PRODUCTION |  |  | VT33L | AISI316
20QFB22AA009KA | Ball Valve | 20QFB22AA009 | PRODUCTION |  |  | VT33L | AISI316
10QFB22AA018KA | Ball Valve | 10QFB22AA018 | PRODUCTION |  |  | VT33L | AISI316
20QFB22AA018KA | Ball Valve | 20QFB22AA018 | PRODUCTION |  |  | VT33L | AISI316
10QFB22AA019KA | Ball Valve | 10QFB22AA019 | PRODUCTION |  |  | VT33L | AISI316
20QFB22AA019KA | Ball Valve | 20QFB22AA019 | PRODUCTION |  |  | VT33L | AISI316
10QFB22AA020KA | Ball Valve | 10QFB22AA020 | PRODUCTION |  |  | VT3L | AISI316
20QFB22AA020KA | Ball Valve | 20QFB22AA020 | PRODUCTION |  |  | VT3L | AISI316
10QFB51AA004KA | Ball Valve | 10QFB51AA004 | PRODUCTION |  |  | VT33L | AISI316
20QFB51AA004KA | Ball Valve | 20QFB51AA004 | PRODUCTION |  |  | VT33L | AISI316
00QFB52AA001KA | Ball Valve | 00QFB52AA001 | PRODUCTION |  |  | VT33L | AISI316
00QFB52AA002KA | Ball Valve | 00QFB52AA002 | PRODUCTION |  |  | VT33L | AISI316
00QFB52AA003KA | Ball Valve | 00QFB52AA003 | PRODUCTION |  |  | VT33L | AISI316
00GTS59BB009KD | Filter Feed Tank | 00GTS59BB009 | PRODUCTION |  |  | CCWS - 100.01 | HDPE
00GTS59BB012KD | Recirculation sump | 00GTS59BB012 | PRODUCTION |  |  | CCWS - 100.01 | HDPE
10HCB10CF001QB | ISA-Nozzle | 10HCB10CF001 | PRODUCTION |  |  | FN-50-160-P11-9, 53-W-S
20HCB10CF001QB | ISA-Nozzle | 20HCB10CF001 | PRODUCTION |  |  | FN-50-160-P11-9, 53-W-S
10LAB40CF001QB | ISA-Nozzle | 10LAB40CF001 | PRODUCTION |  |  | FN-150-250-106B-19, 05-W-W
20LAB40CF001QB | ISA-Nozzle | 20LAB40CF001 | PRODUCTION |  |  | FN-150-250-106B-19, 05-W-W
10LAE11CF001QB | ISA-Nozzle | 10LAE11CF001 | PRODUCTION |  |  | FN-40-250-P11-7, 14-W-W
20LAE11CF001QB | ISA-Nozzle | 20LAE11CF001 | PRODUCTION |  |  | FN-40-250-P11-7, 14-W-W
10LAE21CF001QB | ISA-Nozzle | 10LAE21CF001 | PRODUCTION |  |  | FN-40-250-P11-7, 14-W-W
20LAE21CF001QB | ISA-Nozzle | 20LAE21CF001 | PRODUCTION |  |  | FN-40-250-P11-7, 14-W-W
10LBA10CF001QB | Flow sensor | 10LBA10CF001 | PRODUCTION |  |  | VNRC-300-160-P91-25 4-W-S
20LBA10CF001QB | Flow sensor | 20LBA10CF001 | PRODUCTION |  |  | VNRC-300-160-P91-25 4-W-S
10LCN10AB001KB | Condensate tank steam trap | 10LCN10AB001 | PRODUCTION |  |  | Condensate pot
20HCB10AA801KA | Globe valve | 20HCB10AA801 | PRODUCTION |  |  | DN8/PN400, Shut off valve 23509
20HCB10AA802KA | Globe valve | 20HCB10AA802 | PRODUCTION |  |  | DN8/PN400, Shut off valve 23509
20HCB10AA811KA | Globe valve | 20HCB10AA811 | PRODUCTION |  |  | DN8/PN400, Shut off valve 23509
20HCB10AA812KA | Globe valve | 20HCB10AA812 | PRODUCTION |  |  | DN8/PN400, Shut off valve 23509
10LAB40AA801KA | Globe valve | 10LAB40AA801 | PRODUCTION |  |  | DN8/PN400, Shut off valve 23509
20LAB40AA801KA | Globe valve | 20LAB40AA801 | PRODUCTION |  |  | DN8/PN400, Shut off valve 23509
10LAB40AA802KA | Globe valve | 10LAB40AA802 | PRODUCTION |  |  | DN8/PN400, Shut off valve 23509
20LAB40AA802KA | Globe valve | 20LAB40AA802 | PRODUCTION |  |  | DN8/PN400, Shut off valve 23509
10LAB40AA811KA | Globe valve | 10LAB40AA811 | PRODUCTION |  |  | DN8/PN400, Shut off valve 23509
20LAB40AA811KA | Globe valve | 20LAB40AA811 | PRODUCTION |  |  | DN8/PN400, Shut off valve 23509
10LAB40AA812KA | Globe valve | 10LAB40AA812 | PRODUCTION |  |  | DN8/PN400, Shut off valve 23509
20LAB40AA812KA | Globe valve | 20LAB40AA812 | PRODUCTION |  |  | DN8/PN400, Shut off valve 23509
10LBA10AA821KA | Globe valve | 10LBA10AA821 | PRODUCTION |  |  | DN8/PN400, Shut off valve 23509
20LBA10AA821KA | Globe valve | 20LBA10AA821 | PRODUCTION |  |  | DN8/PN400, Shut off valve 23509
10LBA10AA822KA | Globe valve | 10LBA10AA822 | PRODUCTION |  |  | DN8/PN400, Shut off valve 23509
20LBA10AA822KA | Globe valve | 20LBA10AA822 | PRODUCTION |  |  | DN8/PN400, Shut off valve 23509
10LBA10AA831KA | Globe valve | 10LBA10AA831 | PRODUCTION |  |  | DN8/PN400, Shut off valve 23509
20LBA10AA831KA | Globe valve | 20LBA10AA831 | PRODUCTION |  |  | DN8/PN400, Shut off valve 23509
10LBA10AA832KA | Globe valve | 10LBA10AA832 | PRODUCTION |  |  | DN8/PN400, Shut off valve 23509
20LBA10AA832KA | Globe valve | 20LBA10AA832 | PRODUCTION |  |  | DN8/PN400, Shut off valve 23509
10GTA31AA501KA | Solenoid valve, humidifying water | 10GTA31AA501 | PRODUCTION |  |  | L182B01-1
10GTA31AA501-Y01 | Solenoid valve, humidifying water | 10GTA31AA501 | PRODUCTION |  |  | L182B01-1 | Brass
20GTA31AA501KA | Solenoid valve, humidifying water | 20GTA31AA501 | PRODUCTION |  |  | L182B01-1
20GTA31AA501-Y01 | Solenoid valve, humidifying water | 20GTA31AA501 | PRODUCTION |  |  | L182B01-1 | Brass
10GTA32AA501KA | Solenoid valve, humidifying water | 10GTA32AA501 | PRODUCTION |  |  | L182B01-1
10GTA32AA501-Y01 | Solenoid valve, humidifying water | 10GTA32AA501 | PRODUCTION |  |  | L182B01-1 | Brass
20GTA32AA501KA | Solenoid valve, humidifying water | 20GTA32AA501 | PRODUCTION |  |  | L182B01-1
20GTA32AA501-Y01 | Solenoid valve, humidifying water | 20GTA32AA501 | PRODUCTION |  |  | L182B01-1 | Brass
10GTA33AA501KA | Solenoid valve, humidifying water | 10GTA33AA501 | PRODUCTION |  |  | L182B01-1
10GTA33AA501-Y01 | Solenoid valve, humidifying water | 10GTA33AA501 | PRODUCTION |  |  | L182B01-1 | Brass
20GTA33AA501KA | Solenoid valve, humidifying water | 20GTA33AA501 | PRODUCTION |  |  | L182B01-1
20GTA33AA501-Y01 | Solenoid valve, humidifying water | 20GTA33AA501 | PRODUCTION |  |  | L182B01-1 | Brass
10HJQ11AA002KA | Cooling supply system (air), Ball valve | 10HJQ11AA002 | PRODUCTION |  |  | Shut-off valve in manifold SJT1R4N-1/4
20HJQ11AA002KA | Cooling supply system (air) | 20HJQ11AA002 | PRODUCTION |  |  | Shut-off valve in manifold SJT1R4N-1/4
10HJQ11AA003KA | Cooling supply system (air), Ball valve | 10HJQ11AA003 | PRODUCTION |  |  | Shut-off valve in manifold SJT1R4N-1/4
20HJQ11AA003KA | Cooling supply system (air) | 20HJQ11AA003 | PRODUCTION |  |  | Shut-off valve in manifold SJT1R4N-1/4
10HJQ11AA004KA | Cooling supply system (air), Ball valve | 10HJQ11AA004 | PRODUCTION |  |  | Shut-off valve in manifold SJT1R4N-1/4
20HJQ11AA004KA | Cooling supply system (air) | 20HJQ11AA004 | PRODUCTION |  |  | Shut-off valve in manifold SJT1R4N-1/4
10HJQ12AA001KA | 3-way valve to Burner | 10HJQ12AA001 | PRODUCTION |  |  | Shut-off valve in manifold SJT1R4N-1/4
20HJQ12AA001KA | Cooling supply system (air) | 20HJQ12AA001 | PRODUCTION |  |  | Shut-off valve in manifold SJT1R4N-1/4
10HJQ21AA002KA | Cooling supply system (air), Ball valve | 10HJQ21AA002 | PRODUCTION |  |  | Shut-off valve in manifold SJT1R4N-1/4
20HJQ21AA002KA | Cooling supply system (air) | 20HJQ21AA002 | PRODUCTION |  |  | Shut-off valve in manifold SJT1R4N-1/4
10HJQ21AA003KA | Cooling supply system (air), Ball valve | 10HJQ21AA003 | PRODUCTION |  |  | Shut-off valve in manifold SJT1R4N-1/4
20HJQ21AA003KA | Cooling supply system (air) | 20HJQ21AA003 | PRODUCTION |  |  | Shut-off valve in manifold SJT1R4N-1/4
10HJQ21AA004KA | Cooling supply system (air), Ball valve | 10HJQ21AA004 | PRODUCTION |  |  | Shut-off valve in manifold SJT1R4N-1/4
20HJQ21AA004KA | Cooling supply system (air) | 20HJQ21AA004 | PRODUCTION |  |  | Shut-off valve in manifold SJT1R4N-1/4
10HJQ22AA001KA | 3-way valve to Burner | 10HJQ22AA001 | PRODUCTION |  |  | Shut-off valve in manifold SJT1R4N-1/4
20HJQ22AA001KA | Cooling supply system (air) | 20HJQ22AA001 | PRODUCTION |  |  | Shut-off valve in manifold SJT1R4N-1/4
10HTF10BR801MR | Recycle rotary feeder, expansion joint | 10HTF10BR801 | PRODUCTION |  |  | 4000mm x 400mm | rubber+SS304
20HTF10BR801MR | Recycle rotary feeder, expansion joint | 20HTF10BR801 | PRODUCTION |  |  | 4000mm x 400mm | rubber+SS304
10HTF10CS101QB | Speed switch/sensor | 10HTF10CS101 | PRODUCTION |  |  | IGM202
20HTF10CS101QB | Speed switch/sensor | 20HTF10CS101 | PRODUCTION |  |  | IGM202
10HTJ21AF002KF | Reagent screw conveyor | 10HTJ21AF002 | PRODUCTION |  |  | 653GLH c/c1250 | carbon steel
10HTJ21AF002MG | Reagent screw conveyor, gear | 10HTJ21AF002 | PRODUCTION
20HTJ21AF002KF | Reagent screw conveyor | 20HTJ21AF002 | PRODUCTION |  |  | 653GLH c/c1250 | carbon steel
20HTJ21AF002MG | Reagent screw conveyor , gear | 20HTJ21AF002 | PRODUCTION
10HTJ21CS102-F01 | Speed switch/sensor | 10HTJ21CS102 | PRODUCTION |  |  | XSAV11801
10HTJ21CS102QB | Speed switch/sensor | 10HTJ21CS102 | PRODUCTION |  |  | XSAV11801
20HTJ21CS102-F01 | Speed switch/sensor | 20HTJ21CS102 | PRODUCTION |  |  | XSAV11801
20HTJ21CS102QB | Speed switch/sensor | 20HTJ21CS102 | PRODUCTION |  |  | XSAV11801
10HTP10AF001KF | Ractor conveyor | 10HTP10AF001 | PRODUCTION |  | TR-V-04.034E-H5400 | LX400X4000 | carbon steel
10HTP10AF001MG | Ractor conveyor, gear | 10HTP10AF001 | PRODUCTION
20HTP10AF001KF | Reactor conveyor | 20HTP10AF001 | PRODUCTION |  | TR-V-04.034E-H5400 | LX400X4000 | carbon steel
20HTP10AF001MG | Reactor conveyor, gear | 20HTP10AF001 | PRODUCTION
10HTP10CS101QB | Speed switch/sensor | 10HTP10CS101 | PRODUCTION |  |  | XSAV11801
20HTP10CS101-F01 | Speed Switch | 20HTP10CS101 | PRODUCTION |  |  | XSAV11801
20HTP10CS101QB | Speed switch/sensor | 20HTP10CS101 | PRODUCTION |  |  | XSAV11801
10HTP11AF001KF | Reactor rotary feeder | 10HTP11AF001 | PRODUCTION |  |  | DSG300 | carbon steel
10HTP11AF001MG | Reactor rotary feeder - gear | 10HTP11AF001 | PRODUCTION
20HTP11AF001KF | Reactor rotary feeder | 20HTP11AF001 | PRODUCTION |  |  | DSG300 | carbon steel
20HTP11AF001MG | Reactor rotary feeder - gear | 20HTP11AF001 | PRODUCTION
10HTP11BB001KD | Container | 10HTP11BB001 | PRODUCTION |  |  | NA | carbon steel
20HTP11BB001KD | Container | 20HTP11BB001 | PRODUCTION |  |  | NA | carbon steel
10HTP11CS101QB | Speed switch/sensor | 10HTP11CS101 | PRODUCTION |  |  | XSAV11801
20HTP11CS101-F01 | Speed Switch | 20HTP11CS101 | PRODUCTION |  |  | XSAV11801
20HTP11CS101QB | Speed switch/sensor | 20HTP11CS101 | PRODUCTION |  |  | XSAV11801
10HTP20AF001KF | End product rotary feeder | 10HTP20AF001 | PRODUCTION |  |  | DSG440X330 | carbon steel
10HTP20AF001MG | End product rotary feeder, gear | 10HTP20AF001 | PRODUCTION
20HTP20AF001KF | End product rotary feeder | 20HTP20AF001 | PRODUCTION |  |  | DSG440X330 | carbon steel
20HTP20AF001MG | End product rotary feeder, gear | 20HTP20AF001 | PRODUCTION
10HTP20CS101QB | Speed switch/sensor | 10HTP20CS101 | PRODUCTION |  |  | XSAV11801
20HTP20CS101-F01 | Speed Switch | 20HTP20CS101 | PRODUCTION |  |  | XSAV11801
20HTP20CS101QB | Speed switch/sensor | 20HTP20CS101 | PRODUCTION |  |  | XSAV11801
10QEB97BB001KD | cleaning air tank, unit 1 | 10QEB97BB001 | PRODUCTION |  |  |  | ASME SA-53B
20QEB97BB001KD | cleaning air tank, unit 1 | 20QEB97BB001 | PRODUCTION |  |  | NA | ASME SA-53B
10QEB98BB001KD | cleaning air tank, unit 2 | 10QEB98BB001 | PRODUCTION |  |  |  | ASME SA-53B
20QEB98BB001KD | cleaning air tank, unit 2 | 20QEB98BB001 | PRODUCTION |  |  | NA | ASME SA-53B
10QEB99BB001KD | Cleaning air tank, unit 3 | 10QEB99BB001 | PRODUCTION |  |  |  | ASME SA-53B
20QEB99BB001KD | cleaning air tank, unit 3 | 20QEB99BB001 | PRODUCTION |  |  | NA | ASME SA-53B
10QEU12AH001KC | Fluidizing air heating element 1 | 10QEU12AH001 | PRODUCTION |  | 17122811A-1-1 | ECH-118/400 | Q235B
10QEU12AH002KC | Fluidizing air heating element 2 | 10QEU12AH002 | PRODUCTION |  | 17122811A-1-1 | ECH-118/400 | Q235B
00EBD35AP001KP | Central lubrication for screening | 00EBD35AP001 | PRODUCTION
10HLB10CY001QB | Vibration Sensor | 10HLB10CY001 | PRODUCTION |  |  | CMSS 2100 + CMSS 932-64SBI-SY-5M + MUU.12401140
10HLB10CY001-U01 | Vibration Transmitter | 10HLB10CY001 | PRODUCTION |  |  | CMSS 2100 + CMSS 932-64SBI-SY-5M + MUU.12401140
20HLB10CY001QB | Vibration Sensor | 20HLB10CY001 | PRODUCTION |  |  | CMSS 2100 + CMSS 932-64SBI-SY-5M + MUU.12401140
20HLB10CY001-U01 | Vibration Transmitter | 20HLB10CY001 | PRODUCTION |  |  | CMSS 2100 + CMSS 932-64SBI-SY-5M + MUU.12401140
10HLB10CY002QB | Vibration Sensor | 10HLB10CY002 | PRODUCTION |  |  | CMSS 2100 + CMSS 932-64SBI-SY-5M + MUU.12401140
10HLB10CY002-U01 | Vibration Transmitter | 10HLB10CY002 | PRODUCTION |  |  | CMSS 2100 + CMSS 932-64SBI-SY-5M + MUU.12401140
20HLB10CY002QB | Vibration Sensor | 20HLB10CY002 | PRODUCTION |  |  | CMSS 2100 + CMSS 932-64SBI-SY-5M + MUU.12401140
20HLB10CY002-U01 | Vibration Transmitter | 20HLB10CY002 | PRODUCTION |  |  | CMSS 2100 + CMSS 932-64SBI-SY-5M + MUU.12401140
10HLB10CY003QB | Vibration Sensor | 10HLB10CY003 | PRODUCTION |  |  | CMSS 2100 + CMSS 932-64SBI-SY-5M + MUU.12401140
10HLB10CY003-U01 | Vibration Transmitter | 10HLB10CY003 | PRODUCTION |  |  | CMSS 2100 + CMSS 932-64SBI-SY-5M + MUU.12401140
20HLB10CY003QB | Vibration Sensor | 20HLB10CY003 | PRODUCTION |  |  | CMSS 2100 + CMSS 932-64SBI-SY-5M + MUU.12401140
20HLB10CY003-U01 | Vibration Transmitter | 20HLB10CY003 | PRODUCTION |  |  | CMSS 2100 + CMSS 932-64SBI-SY-5M + MUU.12401140
10HLB10CY004QB | Vibration Sensor | 10HLB10CY004 | PRODUCTION |  |  | CMSS 2100 + CMSS 932-64SBI-SY-5M + MUU.12401140
10HLB10CY004-U01 | Vibration Transmitter | 10HLB10CY004 | PRODUCTION |  |  | CMSS 2100 + CMSS 932-64SBI-SY-5M + MUU.12401140
20HLB10CY004QB | Vibration Sensor | 20HLB10CY004 | PRODUCTION |  |  | CMSS 2100 + CMSS 932-64SBI-SY-5M + MUU.12401140
20HLB10CY004-U01 | Vibration Transmitter | 20HLB10CY004 | PRODUCTION |  |  | CMSS 2100 + CMSS 932-64SBI-SY-5M + MUU.12401140
10HLB10CY005QB | Vibration Sensor | 10HLB10CY005 | PRODUCTION |  |  | CMSS 2100 + CMSS 932-64SBI-SY-5M + MUU.12401140
10HLB10CY005-U01 | Vibration Transmitter | 10HLB10CY005 | PRODUCTION |  |  | CMSS 2100 + CMSS 932-64SBI-SY-5M + MUU.12401140
20HLB10CY005QB | Vibration Sensor | 20HLB10CY005 | PRODUCTION |  |  | CMSS 2100 + CMSS 932-64SBI-SY-5M + MUU.12401140
20HLB10CY005-U01 | Vibration Transmitter | 20HLB10CY005 | PRODUCTION |  |  | CMSS 2100 + CMSS 932-64SBI-SY-5M + MUU.12401140
10HLB10CY006QB | Vibration Sensor | 10HLB10CY006 | PRODUCTION |  |  | CMSS 2100 + CMSS 932-64SBI-SY-5M + MUU.12401140
10HLB10CY006-U01 | Vibration Transmitter | 10HLB10CY006 | PRODUCTION |  |  | CMSS 2100 + CMSS 932-64SBI-SY-5M + MUU.12401140
20HLB10CY006QB | Vibration Sensor | 20HLB10CY006 | PRODUCTION |  |  | CMSS 2100 + CMSS 932-64SBI-SY-5M + MUU.12401140
20HLB10CY006-U01 | Vibration Transmitter | 20HLB10CY006 | PRODUCTION |  |  | CMSS 2100 + CMSS 932-64SBI-SY-5M + MUU.12401140
10HLB10CY007QB | Vibration Sensor | 10HLB10CY007 | PRODUCTION |  |  | CMSS 2100 + CMSS 932-64SBI-SY-5M + MUU.12401140
10HLB10CY007-U01 | Vibration Transmitter | 10HLB10CY007 | PRODUCTION |  |  | CMSS 2100 + CMSS 932-64SBI-SY-5M + MUU.12401140
20HLB10CY007QB | Vibration Sensor | 20HLB10CY007 | PRODUCTION |  |  | CMSS 2100 + CMSS 932-64SBI-SY-5M + MUU.12401140
20HLB10CY007-U01 | Vibration Transmitter | 20HLB10CY007 | PRODUCTION |  |  | CMSS 2100 + CMSS 932-64SBI-SY-5M + MUU.12401140
10HLB10CY008QB | Vibration Sensor | 10HLB10CY008 | PRODUCTION |  |  | CMSS 2100 + CMSS 932-64SBI-SY-5M + MUU.12401140
10HLB10CY008-U01 | Vibration Transmitter | 10HLB10CY008 | PRODUCTION |  |  | CMSS 2100 + CMSS 932-64SBI-SY-5M + MUU.12401140
20HLB10CY008QB | Vibration Sensor | 20HLB10CY008 | PRODUCTION |  |  | CMSS 2100 + CMSS 932-64SBI-SY-5M + MUU.12401140
20HLB10CY008-U01 | Vibration Transmitter | 20HLB10CY008 | PRODUCTION |  |  | CMSS 2100 + CMSS 932-64SBI-SY-5M + MUU.12401140
10HLB10CY009QB | Vibration Sensor | 10HLB10CY009 | PRODUCTION |  |  | CMSS 2100 + CMSS 932-64SBI-SY-5M + MUU.12401140
10HLB10CY009-U01 | Vibration Transmitter | 10HLB10CY009 | PRODUCTION |  |  | CMSS 2100 + CMSS 932-64SBI-SY-5M + MUU.12401140
20HLB10CY009QB | Vibration Sensor | 20HLB10CY009 | PRODUCTION |  |  | CMSS 2100 + CMSS 932-64SBI-SY-5M + MUU.12401140
20HLB10CY009-U01 | Vibration Transmitter | 20HLB10CY009 | PRODUCTION |  |  | CMSS 2100 + CMSS 932-64SBI-SY-5M + MUU.12401140
10HLB10CY010QB | Vibration Sensor | 10HLB10CY010 | PRODUCTION |  |  | CMSS 2100 + CMSS 932-64SBI-SY-5M + MUU.12401140
10HLB10CY010-U01 | Vibration Transmitter | 10HLB10CY010 | PRODUCTION |  |  | CMSS 2100 + CMSS 932-64SBI-SY-5M + MUU.12401140
20HLB10CY010QB | Vibration Sensor | 20HLB10CY010 | PRODUCTION |  |  | CMSS 2100 + CMSS 932-64SBI-SY-5M + MUU.12401140
20HLB10CY010-U01 | Vibration Transmitter | 20HLB10CY010 | PRODUCTION |  |  | CMSS 2100 + CMSS 932-64SBI-SY-5M + MUU.12401140
10HLB10CY011QB | Vibration Sensor | 10HLB10CY011 | PRODUCTION |  |  | CMSS 2100 + CMSS 932-64SBI-SY-5M + MUU.12401140
10HLB10CY011-U01 | Vibration Transmitter | 10HLB10CY011 | PRODUCTION |  |  | CMSS 2100 + CMSS 932-64SBI-SY-5M + MUU.12401140
20HLB10CY011QB | Vibration Sensor | 20HLB10CY011 | PRODUCTION |  |  | CMSS 2100 + CMSS 932-64SBI-SY-5M + MUU.12401140
20HLB10CY011-U01 | Vibration Transmitter | 20HLB10CY011 | PRODUCTION |  |  | CMSS 2100 + CMSS 932-64SBI-SY-5M + MUU.12401140
10HLB10CY012QB | Vibration Sensor | 10HLB10CY012 | PRODUCTION |  |  | CMSS 2100 + CMSS 932-64SBI-SY-5M + MUU.12401140
10HLB10CY012-U01 | Vibration Transmitter | 10HLB10CY012 | PRODUCTION |  |  | CMSS 2100 + CMSS 932-64SBI-SY-5M + MUU.12401140
20HLB10CY012QB | Vibration Sensor | 20HLB10CY012 | PRODUCTION |  |  | CMSS 2100 + CMSS 932-64SBI-SY-5M + MUU.12401140
20HLB10CY012-U01 | Vibration Transmitter | 20HLB10CY012 | PRODUCTION |  |  | CMSS 2100 + CMSS 932-64SBI-SY-5M + MUU.12401140
10HLB10CY013QB | Vibration Sensor | 10HLB10CY013 | PRODUCTION |  |  | CMSS 2100 + CMSS 932-64SBI-SY-5M + MUU.12401140
10HLB10CY013-U01 | Vibration Transmitter | 10HLB10CY013 | PRODUCTION |  |  | CMSS 2100 + CMSS 932-64SBI-SY-5M + MUU.12401140
20HLB10CY013QB | Vibration Sensor | 20HLB10CY013 | PRODUCTION |  |  | CMSS 2100 + CMSS 932-64SBI-SY-5M + MUU.12401140
20HLB10CY013-U01 | Vibration Transmitter | 20HLB10CY013 | PRODUCTION |  |  | CMSS 2100 + CMSS 932-64SBI-SY-5M + MUU.12401140
10HLB20CY001QB | Vibration Sensor | 10HLB20CY001 | PRODUCTION |  |  | CMSS 2100 + CMSS 932-64SBI-SY-5M + MUU.12401140
10HLB20CY001-U01 | Vibration Transmitter | 10HLB20CY001 | PRODUCTION |  |  | CMSS 2100 + CMSS 932-64SBI-SY-5M + MUU.12401140
20HLB20CY001QB | Vibration Sensor | 20HLB20CY001 | PRODUCTION |  |  | CMSS 2100 + CMSS 932-64SBI-SY-5M + MUU.12401140
20HLB20CY001-U01 | Vibration Transmitter | 20HLB20CY001 | PRODUCTION |  |  | CMSS 2100 + CMSS 932-64SBI-SY-5M + MUU.12401140
10HLB20CY002QB | Vibration Sensor | 10HLB20CY002 | PRODUCTION |  |  | CMSS 2100 + CMSS 932-64SBI-SY-5M + MUU.12401140
10HLB20CY002-U01 | Vibration Transmitter | 10HLB20CY002 | PRODUCTION |  |  | CMSS 2100 + CMSS 932-64SBI-SY-5M + MUU.12401140
20HLB20CY002QB | Vibration Sensor | 20HLB20CY002 | PRODUCTION |  |  | CMSS 2100 + CMSS 932-64SBI-SY-5M + MUU.12401140
20HLB20CY002-U01 | Vibration Transmitter | 20HLB20CY002 | PRODUCTION |  |  | CMSS 2100 + CMSS 932-64SBI-SY-5M + MUU.12401140
10HLB20CY003QB | Vibration Sensor | 10HLB20CY003 | PRODUCTION |  |  | CMSS 2100 + CMSS 932-64SBI-SY-5M + MUU.12401140
10HLB20CY003-U01 | Vibration Transmitter | 10HLB20CY003 | PRODUCTION |  |  | CMSS 2100 + CMSS 932-64SBI-SY-5M + MUU.12401140
20HLB20CY003QB | Vibration Sensor | 20HLB20CY003 | PRODUCTION |  |  | CMSS 2100 + CMSS 932-64SBI-SY-5M + MUU.12401140
20HLB20CY003-U01 | Vibration Transmitter | 20HLB20CY003 | PRODUCTION |  |  | CMSS 2100 + CMSS 932-64SBI-SY-5M + MUU.12401140
10HLB20CY004QB | Vibration Sensor | 10HLB20CY004 | PRODUCTION |  |  | CMSS 2100 + CMSS 932-64SBI-SY-5M + MUU.12401140
10HLB20CY004-U01 | Vibration Transmitter | 10HLB20CY004 | PRODUCTION |  |  | CMSS 2100 + CMSS 932-64SBI-SY-5M + MUU.12401140
20HLB20CY004QB | Vibration Sensor | 20HLB20CY004 | PRODUCTION |  |  | CMSS 2100 + CMSS 932-64SBI-SY-5M + MUU.12401140
20HLB20CY004-U01 | Vibration Transmitter | 20HLB20CY004 | PRODUCTION |  |  | CMSS 2100 + CMSS 932-64SBI-SY-5M + MUU.12401140
10HLB20CY005QB | Vibration Sensor | 10HLB20CY005 | PRODUCTION |  |  | CMSS 2100 + CMSS 932-64SBI-SY-5M + MUU.12401140
10HLB20CY005-U01 | Vibration Transmitter | 10HLB20CY005 | PRODUCTION |  |  | CMSS 2100 + CMSS 932-64SBI-SY-5M + MUU.12401140
20HLB20CY005QB | Vibration Sensor | 20HLB20CY005 | PRODUCTION |  |  | CMSS 2100 + CMSS 932-64SBI-SY-5M + MUU.12401140
20HLB20CY005-U01 | Vibration Transmitter | 20HLB20CY005 | PRODUCTION |  |  | CMSS 2100 + CMSS 932-64SBI-SY-5M + MUU.12401140
10HLB20CY006QB | Vibration Sensor | 10HLB20CY006 | PRODUCTION |  |  | CMSS 2100 + CMSS 932-64SBI-SY-5M + MUU.12401140
10HLB20CY006-U01 | Vibration Transmitter | 10HLB20CY006 | PRODUCTION |  |  | CMSS 2100 + CMSS 932-64SBI-SY-5M + MUU.12401140
20HLB20CY006QB | Vibration Sensor | 20HLB20CY006 | PRODUCTION |  |  | CMSS 2100 + CMSS 932-64SBI-SY-5M + MUU.12401140
20HLB20CY006-U01 | Vibration Transmitter | 20HLB20CY006 | PRODUCTION |  |  | CMSS 2100 + CMSS 932-64SBI-SY-5M + MUU.12401140
10HLB20CY007QB | Vibration Sensor | 10HLB20CY007 | PRODUCTION |  |  | CMSS 2100 + CMSS 932-64SBI-SY-5M + MUU.12401140
10HLB20CY007-U01 | Vibration Transmitter | 10HLB20CY007 | PRODUCTION |  |  | CMSS 2100 + CMSS 932-64SBI-SY-5M + MUU.12401140
20HLB20CY007QB | Vibration Sensor | 20HLB20CY007 | PRODUCTION |  |  | CMSS 2100 + CMSS 932-64SBI-SY-5M + MUU.12401140
20HLB20CY007-U01 | Vibration Transmitter | 20HLB20CY007 | PRODUCTION |  |  | CMSS 2100 + CMSS 932-64SBI-SY-5M + MUU.12401140
10HLB20CY008QB | Vibration Sensor | 10HLB20CY008 | PRODUCTION |  |  | CMSS 2100 + CMSS 932-64SBI-SY-5M + MUU.12401140
10HLB20CY008-U01 | Vibration Transmitter | 10HLB20CY008 | PRODUCTION |  |  | CMSS 2100 + CMSS 932-64SBI-SY-5M + MUU.12401140
20HLB20CY008QB | Vibration Sensor | 20HLB20CY008 | PRODUCTION |  |  | CMSS 2100 + CMSS 932-64SBI-SY-5M + MUU.12401140
20HLB20CY008-U01 | Vibration Transmitter | 20HLB20CY008 | PRODUCTION |  |  | CMSS 2100 + CMSS 932-64SBI-SY-5M + MUU.12401140
10HLB20CY009QB | Vibration Sensor | 10HLB20CY009 | PRODUCTION |  |  | CMSS 2100 + CMSS 932-64SBI-SY-5M + MUU.12401140
10HLB20CY009-U01 | Vibration Transmitter | 10HLB20CY009 | PRODUCTION |  |  | CMSS 2100 + CMSS 932-64SBI-SY-5M + MUU.12401140
20HLB20CY009QB | Vibration Sensor | 20HLB20CY009 | PRODUCTION |  |  | CMSS 2100 + CMSS 932-64SBI-SY-5M + MUU.12401140
20HLB20CY009-U01 | Vibration Transmitter | 20HLB20CY009 | PRODUCTION |  |  | CMSS 2100 + CMSS 932-64SBI-SY-5M + MUU.12401140
10HLB20CY010QB | Vibration Sensor | 10HLB20CY010 | PRODUCTION |  |  | CMSS 2100 + CMSS 932-64SBI-SY-5M + MUU.12401140
10HLB20CY010-U01 | Vibration Transmitter | 10HLB20CY010 | PRODUCTION |  |  | CMSS 2100 + CMSS 932-64SBI-SY-5M + MUU.12401140
20HLB20CY010QB | Vibration Sensor | 20HLB20CY010 | PRODUCTION |  |  | CMSS 2100 + CMSS 932-64SBI-SY-5M + MUU.12401140
20HLB20CY010-U01 | Vibration Transmitter | 20HLB20CY010 | PRODUCTION |  |  | CMSS 2100 + CMSS 932-64SBI-SY-5M + MUU.12401140
10HLB20CY011QB | Vibration Sensor | 10HLB20CY011 | PRODUCTION |  |  | CMSS 2100 + CMSS 932-64SBI-SY-5M + MUU.12401140
10HLB20CY011-U01 | Vibration Transmitter | 10HLB20CY011 | PRODUCTION |  |  | CMSS 2100 + CMSS 932-64SBI-SY-5M + MUU.12401140
20HLB20CY011QB | Vibration Sensor | 20HLB20CY011 | PRODUCTION |  |  | CMSS 2100 + CMSS 932-64SBI-SY-5M + MUU.12401140
20HLB20CY011-U01 | Vibration Transmitter | 20HLB20CY011 | PRODUCTION |  |  | CMSS 2100 + CMSS 932-64SBI-SY-5M + MUU.12401140
10HLB20CY012QB | Vibration Sensor | 10HLB20CY012 | PRODUCTION |  |  | CMSS 2100 + CMSS 932-64SBI-SY-5M + MUU.12401140
10HLB20CY012-U01 | Vibration Transmitter | 10HLB20CY012 | PRODUCTION |  |  | CMSS 2100 + CMSS 932-64SBI-SY-5M + MUU.12401140
20HLB20CY012QB | Vibration Sensor | 20HLB20CY012 | PRODUCTION |  |  | CMSS 2100 + CMSS 932-64SBI-SY-5M + MUU.12401140
20HLB20CY012-U01 | Vibration Transmitter | 20HLB20CY012 | PRODUCTION |  |  | CMSS 2100 + CMSS 932-64SBI-SY-5M + MUU.12401140
10HLB20CY013QB | Vibration Transmitter | 10HLB20CY013 | PRODUCTION |  |  | CMSS 2100 + CMSS 932-64SBI-SY-5M + MUU.12401140
10HLB20CY013-U01 | Vibration Sensor | 10HLB20CY013 | PRODUCTION |  |  | CMSS 2100 + CMSS 932-64SBI-SY-5M + MUU.12401140
20HLB20CY013QB | Vibration Sensor | 20HLB20CY013 | PRODUCTION |  |  | CMSS 2100 + CMSS 932-64SBI-SY-5M + MUU.12401140
20HLB20CY013-U01 | Vibration Transmitter | 20HLB20CY013 | PRODUCTION |  |  | CMSS 2100 + CMSS 932-64SBI-SY-5M + MUU.12401140
10HNC10CY001QB | Vibration Sensor | 10HNC10CY001 | PRODUCTION |  |  | CMSS 2100 + CMSS 932-64SBI-SY-5M + MUU.12401140
10HNC10CY001-U01 | Vibration Transmitter | 10HNC10CY001 | PRODUCTION |  |  | CMSS 2100 + CMSS 932-64SBI-SY-5M + MUU.12401140
20HNC10CY001QB | Vibration Sensor | 20HNC10CY001 | PRODUCTION |  |  | CMSS 2100 + CMSS 932-64SBI-SY-5M + MUU.12401140
20HNC10CY001-U01 | Vibration Transmitter | 20HNC10CY001 | PRODUCTION |  |  | CMSS 2100 + CMSS 932-64SBI-SY-5M + MUU.12401140
10HNC10CY002QB | Vibration Sensor | 10HNC10CY002 | PRODUCTION |  |  | CMSS 2100 + CMSS 932-64SBI-SY-5M + MUU.12401140
10HNC10CY002-U01 | Vibration Transmitter | 10HNC10CY002 | PRODUCTION |  |  | CMSS 2100 + CMSS 932-64SBI-SY-5M + MUU.12401140
20HNC10CY002QB | Vibration Sensor | 20HNC10CY002 | PRODUCTION |  |  | CMSS 2100 + CMSS 932-64SBI-SY-5M + MUU.12401140
20HNC10CY002-U01 | Vibration Transmitter | 20HNC10CY002 | PRODUCTION |  |  | CMSS 2100 + CMSS 932-64SBI-SY-5M + MUU.12401140
10HNC10CY003QB | Vibration Sensor | 10HNC10CY003 | PRODUCTION |  |  | CMSS 2100 + CMSS 932-64SBI-SY-5M + MUU.12401140
10HNC10CY003-U01 | Vibration Transmitter | 10HNC10CY003 | PRODUCTION |  |  | CMSS 2100 + CMSS 932-64SBI-SY-5M + MUU.12401140
20HNC10CY003QB | Vibration Sensor | 20HNC10CY003 | PRODUCTION |  |  | CMSS 2100 + CMSS 932-64SBI-SY-5M + MUU.12401140
20HNC10CY003-U01 | Vibration Transmitter | 20HNC10CY003 | PRODUCTION |  |  | CMSS 2100 + CMSS 932-64SBI-SY-5M + MUU.12401140
10HNC10CY004QB | Vibration Sensor | 10HNC10CY004 | PRODUCTION |  |  | CMSS 2100 + CMSS 932-64SBI-SY-5M + MUU.12401140
10HNC10CY004-U01 | Vibration Transmitter | 10HNC10CY004 | PRODUCTION |  |  | CMSS 2100 + CMSS 932-64SBI-SY-5M + MUU.12401140
20HNC10CY004QB | Vibration Sensor | 20HNC10CY004 | PRODUCTION |  |  | CMSS 2100 + CMSS 932-64SBI-SY-5M + MUU.12401140
20HNC10CY004-U01 | Vibration Transmitter | 20HNC10CY004 | PRODUCTION |  |  | CMSS 2100 + CMSS 932-64SBI-SY-5M + MUU.12401140
10HNC10CY005QB | Vibration Sensor | 10HNC10CY005 | PRODUCTION |  |  | CMSS 2100 + CMSS 932-64SBI-SY-5M + MUU.12401140
10HNC10CY005-U01 | Vibration Transmitter | 10HNC10CY005 | PRODUCTION |  |  | CMSS 2100 + CMSS 932-64SBI-SY-5M + MUU.12401140
20HNC10CY005QB | Vibration Sensor | 20HNC10CY005 | PRODUCTION |  |  | CMSS 2100 + CMSS 932-64SBI-SY-5M + MUU.12401140
20HNC10CY005-U01 | Vibration Transmitter | 20HNC10CY005 | PRODUCTION |  |  | CMSS 2100 + CMSS 932-64SBI-SY-5M + MUU.12401140
10HNC10CY006QB | Vibration Sensor | 10HNC10CY006 | PRODUCTION |  |  | CMSS 2100 + CMSS 932-64SBI-SY-5M + MUU.12401140
10HNC10CY006-U01 | Vibration Transmitter | 10HNC10CY006 | PRODUCTION |  |  | CMSS 2100 + CMSS 932-64SBI-SY-5M + MUU.12401140
20HNC10CY006QB | Vibration Sensor | 20HNC10CY006 | PRODUCTION |  |  | CMSS 2100 + CMSS 932-64SBI-SY-5M + MUU.12401140
20HNC10CY006-U01 | Vibration Transmitter | 20HNC10CY006 | PRODUCTION |  |  | CMSS 2100 + CMSS 932-64SBI-SY-5M + MUU.12401140
10HNC10CY007QB | Vibration Sensor | 10HNC10CY007 | PRODUCTION |  |  | CMSS 2100 + CMSS 932-64SBI-SY-5M + MUU.12401140
10HNC10CY007-U01 | Vibration Transmitter | 10HNC10CY007 | PRODUCTION |  |  | CMSS 2100 + CMSS 932-64SBI-SY-5M + MUU.12401140
20HNC10CY007QB | Vibration Sensor | 20HNC10CY007 | PRODUCTION |  |  | CMSS 2100 + CMSS 932-64SBI-SY-5M + MUU.12401140
20HNC10CY007-U01 | Vibration Transmitter | 20HNC10CY007 | PRODUCTION |  |  | CMSS 2100 + CMSS 932-64SBI-SY-5M + MUU.12401140
10HNC10CY008QB | Vibration Sensor | 10HNC10CY008 | PRODUCTION |  |  | CMSS 2100 + CMSS 932-64SBI-SY-5M + MUU.12401140
10HNC10CY008-U01 | Vibration Transmitter | 10HNC10CY008 | PRODUCTION |  |  | CMSS 2100 + CMSS 932-64SBI-SY-5M + MUU.12401140
20HNC10CY008QB | Vibration Sensor | 20HNC10CY008 | PRODUCTION |  |  | CMSS 2100 + CMSS 932-64SBI-SY-5M + MUU.12401140
20HNC10CY008-U01 | Vibration Transmitter | 20HNC10CY008 | PRODUCTION |  |  | CMSS 2100 + CMSS 932-64SBI-SY-5M + MUU.12401140
10HNC10CY009QB | Vibration Sensor | 10HNC10CY009 | PRODUCTION |  |  | CMSS 2100 + CMSS 932-64SBI-SY-5M + MUU.12401140
10HNC10CY009-U01 | Vibration Transmitter | 10HNC10CY009 | PRODUCTION |  |  | CMSS 2100 + CMSS 932-64SBI-SY-5M + MUU.12401140
20HNC10CY009QB | Vibration Sensor | 20HNC10CY009 | PRODUCTION |  |  | CMSS 2100 + CMSS 932-64SBI-SY-5M + MUU.12401140
20HNC10CY009-U01 | Vibration Transmitter | 20HNC10CY009 | PRODUCTION |  |  | CMSS 2100 + CMSS 932-64SBI-SY-5M + MUU.12401140
10HNC10CY010QB | Vibration Sensor | 10HNC10CY010 | PRODUCTION |  |  | CMSS 2100 + CMSS 932-64SBI-SY-5M + MUU.12401140
20HNC10CY010QB | Vibration Sensor | 20HNC10CY010 | PRODUCTION |  |  | CMSS 2100 + CMSS 932-64SBI-SY-5M + MUU.12401140
10HNC10CY011QB | Vibration Sensor | 10HNC10CY011 | PRODUCTION |  |  | CMSS 2100 + CMSS 932-64SBI-SY-5M + MUU.12401140
20HNC10CY011QB | Vibration Sensor | 20HNC10CY011 | PRODUCTION |  |  | CMSS 2100 + CMSS 932-64SBI-SY-5M + MUU.12401140
10HNC10CY012QB | Vibration Sensor | 10HNC10CY012 | PRODUCTION |  |  | CMSS 2100 + CMSS 932-64SBI-SY-5M + MUU.12401140
20HNC10CY012QB | Vibration Sensor | 20HNC10CY012 | PRODUCTION |  |  | CMSS 2100 + CMSS 932-64SBI-SY-5M + MUU.12401140
H10080 | Trolley DCP Fire Extinguisher (25kgs) | 00UEJ00R03 | TOOL | 10042 | HQ-P25004
10HNC10CY013QB | Vibration Sensor | 10HNC10CY013 | PRODUCTION |  |  | CMSS 2100 + CMSS 932-64SBI-SY-5M + MUU.12401140
H10081 | Trolley CO2 Fire Extinguisher (30kgs) | 00UMA00R01 | TOOL | 10043 | HQ-C30001
00SA01AN003-M01 | Air Handling Unit - 3 Motor | 00SA01AN003 | PRODUCTION
20HNC10CY013QB | Vibration Sensor | 20HNC10CY013 | PRODUCTION |  |  | CMSS 2100 + CMSS 932-64SBI-SY-5M + MUU.12401140
H10082 | Trolley CO2 Fire Extinguisher (30kgs) | 00UBA01R03 | TOOL | 10043 | HQ-C30002
10HNF10CY001QB | Vibration sensor | 10HNF10CY001 | PRODUCTION |  |  | CMSS 2100 + CMSS 932-64SBI-SY-5M + MUU.12401140
H10083 | Trolley FOAM Fire Extinguisher (50l) | 00UMA00R01 | TOOL | 10044 | HQ-F50001
20HNF10CY001QB | Vibration sensor | 20HNF10CY001 | PRODUCTION |  |  | CMSS 2100 + CMSS 932-64SBI-SY-5M + MUU.12401140
H10084 | Trolley FOAM Fire Extinguisher (50l) | 00UEJ00R03 | TOOL | 10044 | HQ-F50002
10HNF10CY002QB | Vibration sensor | 10HNF10CY002 | PRODUCTION |  |  | CMSS 2100 + CMSS 932-64SBI-SY-5M + MUU.12401140
20HNF10CY002QB | Vibration sensor | 20HNF10CY002 | PRODUCTION |  |  | CMSS 2100 + CMSS 932-64SBI-SY-5M + MUU.12401140
10HNF10CY003QB | Vibration sensor | 10HNF10CY003 | PRODUCTION |  |  | CMSS 2100 + CMSS 932-64SBI-SY-5M + MUU.12401140
20HNF10CY003QB | Vibration sensor | 20HNF10CY003 | PRODUCTION |  |  | CMSS 2100 + CMSS 932-64SBI-SY-5M + MUU.12401140
10HNF10CY004QB | Vibration sensor | 10HNF10CY004 | PRODUCTION |  |  | CMSS 2100 + CMSS 932-64SBI-SY-5M + MUU.12401140
20HNF10CY004QB | Vibration sensor | 20HNF10CY004 | PRODUCTION |  |  | CMSS 2100 + CMSS 932-64SBI-SY-5M + MUU.12401140
H10074 | DCP Fire Extinguisher (6kgs) | HQPP | TOOL | 10041 | HQ-P06003
10HNF10CY005QB | Vibration sensor | 10HNF10CY005 | PRODUCTION |  |  | CMSS 2100 + CMSS 932-64SBI-SY-5M + MUU.12401140
H10075 | DCP Fire Extinguisher (6kgs) | 00UYX | TOOL | 10041 | HQ-P06040
20HNF10CY005QB | Vibration sensor | 20HNF10CY005 | PRODUCTION |  |  | CMSS 2100 + CMSS 932-64SBI-SY-5M + MUU.12401140
H10076 | Trolley DCP Fire Extinguisher (25kgs) | 00UBA01R00 | TOOL | 10042 | HQ-P25002
10HNF10CY006QB | Vibration sensor | 10HNF10CY006 | PRODUCTION |  |  | CMSS 2100 + CMSS 932-64SBI-SY-5M + MUU.12401140
H10077 | Trolley DCP Fire Extinguisher (25kgs) | 00UMA00R01 | TOOL | 10042 | HQ-P25001
20HNF10CY006QB | Vibration sensor | 20HNF10CY006 | PRODUCTION |  |  | CMSS 2100 + CMSS 932-64SBI-SY-5M + MUU.12401140
H10079 | Trolley DCP Fire Extinguisher (25kgs) | 00UBF | TOOL | 10042 | HQ-P25003
10HNF10CY007QB | Vibration sensor | 10HNF10CY007 | PRODUCTION |  |  | CMSS 2100 + CMSS 932-64SBI-SY-5M + MUU.12401140
20HNF10CY007QB | Vibration sensor | 20HNF10CY007 | PRODUCTION |  |  | CMSS 2100 + CMSS 932-64SBI-SY-5M + MUU.12401140
10HNF10CY008QB | Vibration sensor | 10HNF10CY008 | PRODUCTION |  |  | CMSS 2100 + CMSS 932-64SBI-SY-5M + MUU.12401140
20HNF10CY008QB | Vibration sensor | 20HNF10CY008 | PRODUCTION |  |  | CMSS 2100 + CMSS 932-64SBI-SY-5M + MUU.12401140
10HNF20CY001QB | Vibration Sensor | 10HNF20CY001 | PRODUCTION |  |  | CMSS 2100 + CMSS 932-64SBI-SY-5M + MUU.12401140
10HNF20CY001-U01 | Vibration Transmitter | 10HNF20CY001 | PRODUCTION |  |  | CMSS 2100 + CMSS 932-64SBI-SY-5M + MUU.12401140
20HNF20CY001QB | Vibration Sensor | 20HNF20CY001 | PRODUCTION |  |  | CMSS 2100 + CMSS 932-64SBI-SY-5M + MUU.12401140
20HNF20CY001-U01 | Vibration Transmitter | 20HNF20CY001 | PRODUCTION |  |  | CMSS 2100 + CMSS 932-64SBI-SY-5M + MUU.12401140
10HNF20CY002QB | Vibration Sensor | 10HNF20CY002 | PRODUCTION |  |  | CMSS 2100 + CMSS 932-64SBI-SY-5M + MUU.12401140
10HNF20CY002-U01 | Vibration Transmitter | 10HNF20CY002 | PRODUCTION |  |  | CMSS 2100 + CMSS 932-64SBI-SY-5M + MUU.12401140
20HNF20CY002QB | Vibration Sensor | 20HNF20CY002 | PRODUCTION |  |  | CMSS 2100 + CMSS 932-64SBI-SY-5M + MUU.12401140
20HNF20CY002-U01 | Vibration Transmitter | 20HNF20CY002 | PRODUCTION |  |  | CMSS 2100 + CMSS 932-64SBI-SY-5M + MUU.12401140
10HNF20CY003QB | Vibration Sensor | 10HNF20CY003 | PRODUCTION |  |  | CMSS 2100 + CMSS 932-64SBI-SY-5M + MUU.12401140
10HNF20CY003-U01 | Vibration Transmitter | 10HNF20CY003 | PRODUCTION |  |  | CMSS 2100 + CMSS 932-64SBI-SY-5M + MUU.12401140
20HNF20CY003QB | Vibration Sensor | 20HNF20CY003 | PRODUCTION |  |  | CMSS 2100 + CMSS 932-64SBI-SY-5M + MUU.12401140
20HNF20CY003-U01 | Vibration Transmitter | 20HNF20CY003 | PRODUCTION |  |  | CMSS 2100 + CMSS 932-64SBI-SY-5M + MUU.12401140
10HNF20CY004QB | Vibration Sensor | 10HNF20CY004 | PRODUCTION |  |  | CMSS 2100 + CMSS 932-64SBI-SY-5M + MUU.12401140
10HNF20CY004-U01 | Vibration Transmitter | 10HNF20CY004 | PRODUCTION |  |  | CMSS 2100 + CMSS 932-64SBI-SY-5M + MUU.12401140
20HNF20CY004QB | Vibration Sensor | 20HNF20CY004 | PRODUCTION |  |  | CMSS 2100 + CMSS 932-64SBI-SY-5M + MUU.12401140
20HNF20CY004-U01 | Vibration Transmitter | 20HNF20CY004 | PRODUCTION |  |  | CMSS 2100 + CMSS 932-64SBI-SY-5M + MUU.12401140
10HNF20CY005QB | Vibration Sensor | 10HNF20CY005 | PRODUCTION |  |  | CMSS 2100 + CMSS 932-64SBI-SY-5M + MUU.12401140
10HNF20CY005-U01 | Vibration Transmitter | 10HNF20CY005 | PRODUCTION |  |  | CMSS 2100 + CMSS 932-64SBI-SY-5M + MUU.12401140
20HNF20CY005QB | Vibration Sensor | 20HNF20CY005 | PRODUCTION |  |  | CMSS 2100 + CMSS 932-64SBI-SY-5M + MUU.12401140
20HNF20CY005-U01 | Vibration Transmitter | 20HNF20CY005 | PRODUCTION |  |  | CMSS 2100 + CMSS 932-64SBI-SY-5M + MUU.12401140
10HNF20CY006QB | Vibration Sensor | 10HNF20CY006 | PRODUCTION |  |  | CMSS 2100 + CMSS 932-64SBI-SY-5M + MUU.12401140
10HNF20CY006-U01 | Vibration Transmitter | 10HNF20CY006 | PRODUCTION |  |  | CMSS 2100 + CMSS 932-64SBI-SY-5M + MUU.12401140
20HNF20CY006QB | Vibration Sensor | 20HNF20CY006 | PRODUCTION |  |  | CMSS 2100 + CMSS 932-64SBI-SY-5M + MUU.12401140
20HNF20CY006-U01 | Vibration Transmitter | 20HNF20CY006 | PRODUCTION |  |  | CMSS 2100 + CMSS 932-64SBI-SY-5M + MUU.12401140
10HNF20CY007QB | Vibration Sensor | 10HNF20CY007 | PRODUCTION |  |  | CMSS 2100 + CMSS 932-64SBI-SY-5M + MUU.12401140
10HNF20CY007-U01 | Vibration Transmitter | 10HNF20CY007 | PRODUCTION |  |  | CMSS 2100 + CMSS 932-64SBI-SY-5M + MUU.12401140
20HNF20CY007QB | Vibration Sensor | 20HNF20CY007 | PRODUCTION |  |  | CMSS 2100 + CMSS 932-64SBI-SY-5M + MUU.12401140
20HNF20CY007-U01 | Vibration Transmitter | 20HNF20CY007 | PRODUCTION |  |  | CMSS 2100 + CMSS 932-64SBI-SY-5M + MUU.12401140
10HNF20CY008QB | Vibration Sensor | 10HNF20CY008 | PRODUCTION |  |  | CMSS 2100 + CMSS 932-64SBI-SY-5M + MUU.12401140
10HNF20CY008-U01 | Vibration Transmitter | 10HNF20CY008 | PRODUCTION |  |  | CMSS 2100 + CMSS 932-64SBI-SY-5M + MUU.12401140
20HNF20CY008QB | Vibration Sensor | 20HNF20CY008 | PRODUCTION |  |  | CMSS 2100 + CMSS 932-64SBI-SY-5M + MUU.12401140
20HNF20CY008-U01 | Vibration Transmitter | 20HNF20CY008 | PRODUCTION |  |  | CMSS 2100 + CMSS 932-64SBI-SY-5M + MUU.12401140
10HNF20CY009QB | Vibration Sensor | 10HNF20CY009 | PRODUCTION |  |  | CMSS 2100 + CMSS 932-64SBI-SY-5M + MUU.12401140
20HNF20CY009QB | Vibration Sensor | 20HNF20CY009 | PRODUCTION |  |  | CMSS 2100 + CMSS 932-64SBI-SY-5M + MUU.12401140
10HNF20CY010QB | Vibration Sensor | 10HNF20CY010 | PRODUCTION |  |  | CMSS 2100 + CMSS 932-64SBI-SY-5M + MUU.12401140
20HNF20CY010QB | Vibration Sensor | 20HNF20CY010 | PRODUCTION |  |  | CMSS 2100 + CMSS 932-64SBI-SY-5M + MUU.12401140
10HNF20CY011QB | Vibration Sensor | 10HNF20CY011 | PRODUCTION |  |  | CMSS 2100 + CMSS 932-64SBI-SY-5M + MUU.12401140
20HNF20CY011QB | Vibration Sensor | 20HNF20CY011 | PRODUCTION |  |  | CMSS 2100 + CMSS 932-64SBI-SY-5M + MUU.12401140
10HNF20CY012QB | Vibration Sensor | 10HNF20CY012 | PRODUCTION |  |  | CMSS 2100 + CMSS 932-64SBI-SY-5M + MUU.12401140
20HNF20CY012QB | Vibration Sensor | 20HNF20CY012 | PRODUCTION |  |  | CMSS 2100 + CMSS 932-64SBI-SY-5M + MUU.12401140
10HNF20CY013QB | Vibration Sensor | 10HNF20CY013 | PRODUCTION |  |  | CMSS 2100 + CMSS 932-64SBI-SY-5M + MUU.12401140
20HNF20CY013QB | Vibration Sensor | 20HNF20CY013 | PRODUCTION |  |  | CMSS 2100 + CMSS 932-64SBI-SY-5M + MUU.12401140
20HDB20AA091KA | Pressure reducing valve | 20HDB20AA091 | PRODUCTION |  |  | R1 1/2", EAR825-F14
10QEB60AA001KA | Ball Valve | 10QEB60AA001 | PRODUCTION |  |  | R1"
10HDB20AA201KA | Solenoid valve, fill-up valve | 10HDB20AA201 | PRODUCTION |  |  | VF3133-5DZD1-02F | Aluminium die-casted
10HDB20AA201QN | Actuator, Solenoid valve, fill-up valve | 10HDB20AA201 | PRODUCTION |  |  | VF3133-5DZD1-02F
10HDB20AA201-Y | Solenoid valve, fill-up valve | 10HDB20AA201 | PRODUCTION |  |  | VF3133-5DZD1-02F
20HDB20AA201KA | Solenoid valve, fill-up valve | 20HDB20AA201 | PRODUCTION |  |  | VF3133-5DZD1-02F | Aluminium die-casted
20HDB20AA201QN | Actuator, Solenoid valve, fill-up valve | 20HDB20AA201 | PRODUCTION |  |  | VF3133-5DZD1-02F
20HDB20AA201-Y | Solenoid valve, fill-up valve | 20HDB20AA201 | PRODUCTION |  |  | VF3133-5DZD1-02F
10HDB20AA202KA | Solenoid valve, blow valve | 10HDB20AA202 | PRODUCTION |  |  | VF3133-5DZD1-02F | Aluminium die-casted
20HDB20AA202KA | Solenoid valve, blow valve | 20HDB20AA202 | PRODUCTION |  |  | VF3133-5DZD1-02F | Aluminium die-casted
10HDB20AA203KA | Solenoid valve, fluidization valve | 10HDB20AA203 | PRODUCTION |  |  | VF3133-5DZD1-02F | Aluminium die-casted
20HDB20AA203KA | Solenoid valve, fluidization valve | 20HDB20AA203 | PRODUCTION |  |  | VF3133-5DZD1-02F | Aluminium die-casted
10HDB20AA204KA | Solenoid valve, extra blow valve | 10HDB20AA204 | PRODUCTION |  |  | VF3133-5DZD1-02F | Aluminium die-casted
20HDB20AA204KA | Solenoid valve, extra blow valve | 20HDB20AA204 | PRODUCTION |  |  | VF3133-5DZD1-02F | Aluminium die-casted
10HDC32AA201KA | Solenoid valve, fill-up valve | 10HDC32AA201 | PRODUCTION |  |  | VF3133-5DZD1-02F | Aluminium die-casted
10HDC32AA201QN | Actuator, Solenoid valve, fill-up valve | 10HDC32AA201 | PRODUCTION |  |  | VF3133-5DZD1-02F
10HDC32AA201-Y | Solenoid valve, fill-up valve | 10HDC32AA201 | PRODUCTION |  |  | VF3133-5DZD1-02F
20HDC32AA201KA | Solenoid valve, fill-up valve | 20HDC32AA201 | PRODUCTION |  |  | VF3133-5DZD1-02F | Aluminium die-casted
20HDC32AA201QN | Actuator, Solenoid valve, fill-up valve | 20HDC32AA201 | PRODUCTION |  |  | VF3133-5DZD1-02F
20HDC32AA201-Y | Solenoid valve, fill-up valve | 20HDC32AA201 | PRODUCTION |  |  | VF3133-5DZD1-02F
10HDC32AA202KA | Solenoid valve, blow valve | 10HDC32AA202 | PRODUCTION |  |  | VF3133-5DZD1-02F | Aluminium die-casted
10HDC32AA202QN | Actuator, Solenoid valve, blow valve | 10HDC32AA202 | PRODUCTION |  |  | VF3133-5DZD1-02F
10HDC32AA202-Y | Solenoid valve, blow valve | 10HDC32AA202 | PRODUCTION |  |  | VF3133-5DZD1-02F
20HDC32AA202KA | Solenoid valve, blow valve | 20HDC32AA202 | PRODUCTION |  |  | VF3133-5DZD1-02F | Aluminium die-casted
20HDC32AA202QN | Actuator, Solenoid valve, blow valve | 20HDC32AA202 | PRODUCTION |  |  | VF3133-5DZD1-02F
20HDC32AA202-Y | Solenoid valve, blow valve | 20HDC32AA202 | PRODUCTION |  |  | VF3133-5DZD1-02F
10HDC32AA203KA | Solenoid valve, fluidization valve | 10HDC32AA203 | PRODUCTION |  |  | VF3133-5DZD1-02F | Aluminium die-casted
10HDC32AA203QN | Actuator, Solenoid valve, fluidization valve | 10HDC32AA203 | PRODUCTION |  |  | VF3133-5DZD1-02F
10HDC32AA203-Y | Solenoid valve, fluidization valve | 10HDC32AA203 | PRODUCTION |  |  | VF3133-5DZD1-02F
20HDC32AA203KA | Solenoid valve, fluidization valve | 20HDC32AA203 | PRODUCTION |  |  | VF3133-5DZD1-02F | Aluminium die-casted
20HDC32AA203QN | Actuator, Solenoid valve, fluidization valve | 20HDC32AA203 | PRODUCTION |  |  | VF3133-5DZD1-02F
20HDC32AA203-Y | Solenoid valve, fluidization valve | 20HDC32AA203 | PRODUCTION |  |  | VF3133-5DZD1-02F
10HDC32AA204KA | Solenoid valve, extra blow valve | 10HDC32AA204 | PRODUCTION |  |  | VF3133-5DZD1-02F | Aluminium die-casted
10HDC32AA204QN | Actuator, Solenoid valve, extra blow valve | 10HDC32AA204 | PRODUCTION |  |  | VF3133-5DZD1-02F
10HDC32AA204-Y | Solenoid valve, extra blow valve | 10HDC32AA204 | PRODUCTION |  |  | VF3133-5DZD1-02F
20HDC32AA204KA | Solenoid valve, extra blow valve | 20HDC32AA204 | PRODUCTION |  |  | VF3133-5DZD1-02F | Aluminium die-casted
20HDC32AA204QN | Actuator, Solenoid valve, extra blow valve | 20HDC32AA204 | PRODUCTION |  |  | VF3133-5DZD1-02F
20HDC32AA204-Y | Solenoid valve, extra blow valve | 20HDC32AA204 | PRODUCTION |  |  | VF3133-5DZD1-02F
10HDC32AA205KA | Solenoid valve, line valve | 10HDC32AA205 | PRODUCTION |  |  | VF3133-5DZD1-02F | Aluminium die-casted
10HDC32AA205QN | Actuator, Solenoid valve, line valve | 10HDC32AA205 | PRODUCTION |  |  | VF3133-5DZD1-02F
10HDC32AA205-Y | Solenoid valve, line valve | 10HDC32AA205 | PRODUCTION |  |  | VF3133-5DZD1-02F
20HDC32AA205KA | Solenoid valve, line valve | 20HDC32AA205 | PRODUCTION |  |  | VF3133-5DZD1-02F | Aluminium die-casted
20HDC32AA205QN | Actuator, Solenoid valve, line valve | 20HDC32AA205 | PRODUCTION |  |  | VF3133-5DZD1-02F
20HDC32AA205-Y | Solenoid valve, line valve | 20HDC32AA205 | PRODUCTION |  |  | VF3133-5DZD1-02F
10HDC51AA201KA | Solenoid valve | 10HDC51AA201 | PRODUCTION |  |  | VF5123-5DZD1-03F | Aluminium die-casted
10HDC51AA201QN | Actuator, 5/2-Way Solenoid Valve | 10HDC51AA201 | PRODUCTION |  |  | VF5123-5DZD1-03F
10HDC51AA201-Y | 5/2-Way Solenoid Valve | 10HDC51AA201 | PRODUCTION |  |  | VF5123-5DZD1-03F
20HDC51AA201KA | Solenoid valve | 20HDC51AA201 | PRODUCTION |  |  | VF5123-5DZD1-03F | Aluminium die-casted
20HDC51AA201QN | Actuator, 5/2-Way Solenoid Valve | 20HDC51AA201 | PRODUCTION |  |  | VF5123-5DZD1-03F
20HDC51AA201-Y | 5/2-Way Solenoid Valve | 20HDC51AA201 | PRODUCTION |  |  | VF5123-5DZD1-03F
10HDC61AA201KA | Solenoid valve | 10HDC61AA201 | PRODUCTION |  |  | VF5123-5DZD1-03F | Aluminium die-casted
10HDC61AA201QN | Actuator, 5/2-Way Solenoid Valve | 10HDC61AA201 | PRODUCTION |  |  | VF5123-5DZD1-03F
10HDC61AA201-Y | 5/2-Way Solenoid Valve | 10HDC61AA201 | PRODUCTION |  |  | VF5123-5DZD1-03F
20HDC61AA201KA | Solenoid valve | 20HDC61AA201 | PRODUCTION |  |  | VF5123-5DZD1-03F | Aluminium die-casted
20HDC61AA201QN | Actuator, 5/2-Way Solenoid Valve | 20HDC61AA201 | PRODUCTION |  |  | VF5123-5DZD1-03F
20HDC61AA201-Y | 5/2-Way Solenoid Valve | 20HDC61AA201 | PRODUCTION |  |  | VF5123-5DZD1-03F
10HDC63AA201KA | Solenoid valve, dust removing valve | 10HDC63AA201 | PRODUCTION |  |  | VFN2120N-5DZ-02F
20HDC63AA201KA | Solenoid valve, dust removing valve | 20HDC63AA201 | PRODUCTION |  |  | VFN2120N-5DZ-02F
10HNF20AA201-Y | 5/2-Way Solenoid Valve | 10HNF20AA201 | PRODUCTION |  |  | VF5123-5DZD1-03F
20HNF20AA201-Y | 5/2-Way Solenoid Valve | 20HNF20AA201 | PRODUCTION |  |  | VF5123-5DZD1-03F
10HTP22AA201KA | Solenoid valve, fill-up valve | 10HTP22AA201 | PRODUCTION |  |  | VF3133-5DZD1-02F | Aluminium die-casted
10HTP22AA201QN | Actuator, Solenoid valve, fill-up valve | 10HTP22AA201 | PRODUCTION |  |  | VF3133-5DZD1-02F
10HTP22AA201-Y | Solenoid valve, fill-up valve | 10HTP22AA201 | PRODUCTION |  |  | VF3133-5DZD1-02F
20HTP22AA201KA | Solenoid valve, fill-up valve | 20HTP22AA201 | PRODUCTION |  |  | VF3133-5DZD1-02F | Aluminium die-casted
20HTP22AA201QN | Actuator, Solenoid valve, fill-up valve | 20HTP22AA201 | PRODUCTION |  |  | VF3133-5DZD1-02F
20HTP22AA201-Y | Solenoid valve, fill-up valve | 20HTP22AA201 | PRODUCTION |  |  | VF3133-5DZD1-02F
10HTP22AA202KA | Solenoid valve, blow valve | 10HTP22AA202 | PRODUCTION |  |  | VF3133-5DZD1-02F | Aluminium die-casted
20HTP22AA202KA | Solenoid valve, blow valve | 20HTP22AA202 | PRODUCTION |  |  | VF3133-5DZD1-02F | Aluminium die-casted
10HTP22AA203KA | Solenoid valve, fluidization valve | 10HTP22AA203 | PRODUCTION |  |  | VF3133-5DZD1-02F | Aluminium die-casted
20HTP22AA203KA | Solenoid valve, fluidization valve | 20HTP22AA203 | PRODUCTION |  |  | VF3133-5DZD1-02F | Aluminium die-casted
10HTP22AA204KA | Solenoid valve, extra blow valve | 10HTP22AA204 | PRODUCTION |  |  | VF3133-5DZD1-02F | Aluminium die-casted
20HTP22AA204KA | Solenoid valve, extra blow valve | 20HTP22AA204 | PRODUCTION |  |  | VF3133-5DZD1-02F | Aluminium die-casted
10QEB60AA501-Y01 | Solenoid valve, fluidization (dry unloading) | 10QEB60AA501 | PRODUCTION |  |  | VXED2260-10F-5DL1 | Brass, Stainless steel
20QEB60AA501-Y01 | Solenoid valve, fluidization (dry unloading) | 20QEB60AA501 | PRODUCTION |  |  | VXED2260-10F-5DL1 | Brass, Stainless steel
10QFB60AA501KA | Solenoid valve, sealing valve | 10QFB60AA501 | PRODUCTION |  |  | VF3133-5DZD1-02F
10QFB60AA501QN | Actuator, Solenoid valve, sealing valve | 10QFB60AA501 | PRODUCTION |  |  | VF3133-5DZD1-02F
10QFB60AA501-Y | Solenoid valve, sealing valve | 10QFB60AA501 | PRODUCTION |  |  | VF3133-5DZD1-02F
10QFB60AA501-Y01 | Solenoid valve, sealing valve | 10QFB60AA501 | PRODUCTION |  |  | VF3133-5DZD1-02F | Aluminium die-casted
20QFB60AA501KA | Solenoid valve, sealing valve | 20QFB60AA501 | PRODUCTION |  |  | VF3133-5DZD1-02F
20QFB60AA501QN | Actuator, Solenoid valve, sealing valve | 20QFB60AA501 | PRODUCTION |  |  | VF3133-5DZD1-02F
20QFB60AA501-Y | Solenoid valve, sealing valve | 20QFB60AA501 | PRODUCTION |  |  | VF3133-5DZD1-02F
20QFB60AA501-Y01 | Solenoid valve, sealing valve | 20QFB60AA501 | PRODUCTION |  |  | VF3133-5DZD1-02F | Aluminium die-casted
10QFB70AA501KA | Solenoid valve, sealing valve | 10QFB70AA501 | PRODUCTION |  |  | VF3133-5DZD1-02F
10QFB70AA501QN | Actuator, Solenoid valve, sealing valve | 10QFB70AA501 | PRODUCTION |  |  | VF3133-5DZD1-02F
10QFB70AA501-Y | Solenoid valve, sealing valve | 10QFB70AA501 | PRODUCTION |  |  | VF3133-5DZD1-02F
10QFB70AA501-Y01 | Solenoid valve, sealing valve | 10QFB70AA501 | PRODUCTION |  |  | VF3133-5DZD1-02F | Aluminium die-casted
20QFB70AA501KA | Solenoid valve, sealing valve | 20QFB70AA501 | PRODUCTION |  |  | VF3133-5DZD1-02F
20QFB70AA501QN | Actuator, Solenoid valve, sealing valve | 20QFB70AA501 | PRODUCTION |  |  | VF3133-5DZD1-02F
20QFB70AA501-Y | Solenoid valve, sealing valve | 20QFB70AA501 | PRODUCTION |  |  | VF3133-5DZD1-02F
20QFB70AA501-Y01 | Solenoid valve, sealing valve | 20QFB70AA501 | PRODUCTION |  |  | VF3133-5DZD1-02F | Aluminium die-casted
10QFB80AA501KA | Solenoid valve, sealing valve | 10QFB80AA501 | PRODUCTION |  |  | VF3133-5DZD1-02F
10QFB80AA501QN | Actuator, Solenoid valve, sealing valve | 10QFB80AA501 | PRODUCTION |  |  | VF3133-5DZD1-02F
10QFB80AA501-Y | Solenoid valve, sealing valve | 10QFB80AA501 | PRODUCTION |  |  | VF3133-5DZD1-02F
10QFB80AA501-Y01 | Solenoid valve, sealing valve | 10QFB80AA501 | PRODUCTION |  |  | VF3133-5DZD1-02F | Aluminium die-casted
20QFB80AA501KA | Solenoid valve, sealing valve | 20QFB80AA501 | PRODUCTION |  |  | VF3133-5DZD1-02F
20QFB80AA501QN | Actuator, Solenoid valve, sealing valve | 20QFB80AA501 | PRODUCTION |  |  | VF3133-5DZD1-02F
20QFB80AA501-Y | Solenoid valve, sealing valve | 20QFB80AA501 | PRODUCTION |  |  | VF3133-5DZD1-02F
20QFB80AA501-Y01 | Solenoid valve, sealing valve | 20QFB80AA501 | PRODUCTION |  |  | VF3133-5DZD1-02F | Aluminium die-casted
00GCB59CF501QP | Flow gauge | 00GCB59CF501 | PRODUCTION |  |  | R-101 | MS POWDER COATED
00GCB59CF502QP | Flow gauge | 00GCB59CF502 | PRODUCTION |  |  | R-101 | MS POWDER COATED
00GCB59CF503QP | Flow gauge | 00GCB59CF503 | PRODUCTION |  |  | R-101 | MS POWDER COATED
00GCB59CF504QP | Flow gauge | 00GCB59CF504 | PRODUCTION |  |  | R-101 | MS POWDER COATED
00GCB59CF505QP | Flow gauge | 00GCB59CF505 | PRODUCTION |  |  | R-101 | MS POWDER COATED
00GCB59CF506QP | Flow gauge | 00GCB59CF506 | PRODUCTION |  |  | R-101 | MS POWDER COATED
00GCB59CF507QP | Flow gauge | 00GCB59CF507 | PRODUCTION |  |  | ORI-R-101 | MS POWDER COATED
00GCF59CF501QP | Flow gauge | 00GCF59CF501 | PRODUCTION |  |  | R-101 | MS POWDER COATED
00GCF59CF502QP | Flow gauge | 00GCF59CF502 | PRODUCTION |  |  | R-101 | MS POWDER COATED
00GCF59CF503QP | Flow gauge | 00GCF59CF503 | PRODUCTION |  |  | R-101 | MS POWDER COATED
00GCF59CF504QP | Flow gauge | 00GCF59CF504 | PRODUCTION |  |  | R-101 | MS POWDER COATED
00GCN59CF501QP | Flow gauge | 00GCN59CF501 | PRODUCTION |  |  | R-101 | MS POWDER COATED
00GCN59CF502QP | Flow gauge | 00GCN59CF502 | PRODUCTION |  |  | R-101 | MS POWDER COATED
00GCN59CF503QP | Flow gauge | 00GCN59CF503 | PRODUCTION |  |  | R-101 | MS POWDER COATED
00GCN59CF504QP | Flow gauge | 00GCN59CF504 | PRODUCTION |  |  | R-101 | MS POWDER COATED
00GTS59BQ001MR | Skid for anxt, fab, dc & ft | 00GTS59BQ001 | PRODUCTION
00GTS59BQ002MR | Skid for ts | 00GTS59BQ002 | PRODUCTION
00GTS59BQ003MR | skid for pac dosing | 00GTS59BQ003 | PRODUCTION
00GTN59AP001-M01 | Motor For Pac Dosing Pump, motor | 00GTN59AP001 | PRODUCTION |  |  | SDP 5-6 / METERING PUMP | PP
00GTN59AP002-M01 | Motor For Pac Dosing Pump, motor | 00GTN59AP002 | PRODUCTION |  |  | SDP 5-6 / METERING PUMP | PP
00GBC59AA101KA | Butterfly Valve | 00GBC59AA101 | PRODUCTION |  |  | Wafer Style, Drilling to Suit ANSI B16.5, 150#
00GBC59AA102KA | Butterfly Valve | 00GBC59AA102 | PRODUCTION |  |  | Wafer Style, Drilling to Suit ANSI B16.5, 150#
00GBD59AA001KA | Butterfly Valve | 00GBD59AA001 | PRODUCTION |  |  | PN 16 | CS
00GBD59AA002KA | Butterfly Valve | 00GBD59AA002 | PRODUCTION |  |  | PN 16 | CS
00GBD59AA003KA | Butterfly Valve | 00GBD59AA003 | PRODUCTION |  |  | PN 16 | CS
00GBD59AA004KA | Butterfly Valve | 00GBD59AA004 | PRODUCTION |  |  | PN 16 | CS
00GBD59AA005KA | Butterfly Valve | 00GBD59AA005 | PRODUCTION |  |  | PN 16 | CS
00GBD59AA006KA | Butterfly Valve | 00GBD59AA006 | PRODUCTION |  |  | PN 16 | CS
00GBD59AA007KA | Butterfly Valve | 00GBD59AA007 | PRODUCTION |  |  | PN 16 | CS
00GBD59AA008KA | Butterfly Valve | 00GBD59AA008 | PRODUCTION |  |  | PN 16 | CS
00GBD59AA009KA | Butterfly Valve | 00GBD59AA009 | PRODUCTION |  |  | PN 16 | CS
00GBD59AA010KA | Butterfly Valve | 00GBD59AA010 | PRODUCTION |  |  | PN 16 | CS
00GBD59AA109KA | Ball Valve | 00GBD59AA109 | PRODUCTION
00GBD59AA110KA | Ball Valve | 00GBD59AA110 | PRODUCTION
00GBD59AA201KA | Butterfly Valve | 00GBD59AA201 | PRODUCTION |  |  | PN 16 | CS
00GBS59AA101KA | Butterfly Valve | 00GBS59AA101 | PRODUCTION |  |  | PN 16 | CS
00GBS59AA102KA | Butterfly Valve | 00GBS59AA102 | PRODUCTION |  |  | PN 16 | CS
00GBS59AA103KA | Butterfly Valve | 00GBS59AA103 | PRODUCTION |  |  | PN 16 | CS
00GBS59AA104KA | Butterfly Valve | 00GBS59AA104 | PRODUCTION |  |  | PN 16 | CS
00GBS59AA251KA | Butterfly Valve | 00GBS59AA251 | PRODUCTION |  |  | PN 16 | CS
00GBS59AA251QN | Actuator, Butterfly Valve | 00GBS59AA251 | PRODUCTION |  |  |  | CS
00GBS59AA252KA | Butterfly Valve | 00GBS59AA252 | PRODUCTION |  |  | PN 16 | CS
00GBS59AA252QN | Actuator, Butterfly Valve | 00GBS59AA252 | PRODUCTION |  |  |  | CS
00GCB59AA101KA | Butterfly Valve | 00GCB59AA101 | PRODUCTION |  |  | CS Wafer Style, Drilling to Suit ANSI B16.5, 150# PN 16 | CS
00GCB59AA102KA | Butterfly Valve | 00GCB59AA102 | PRODUCTION |  |  |  | CS
00GCB59AA103KA | Butterfly Valve | 00GCB59AA103 | PRODUCTION |  |  | CS Wafer Style, Drilling to Suit ANSI B16.5, 150# PN 16 | CS
00GCB59AA105KA | Butterfly Valve | 00GCB59AA105 | PRODUCTION |  |  | CS Wafer Style, Drilling to Suit ANSI B16.5, 150# PN 16 | CS
00GCB59AA106KA | Butterfly Valve | 00GCB59AA106 | PRODUCTION |  |  | CS Wafer Style, Drilling to Suit ANSI B16.5, 150# PN 16 | CS
00GCB59AA107KA | Butterfly Valve | 00GCB59AA107 | PRODUCTION |  |  |  | CS
00GCB59AA108KA | Butterfly Valve | 00GCB59AA108 | PRODUCTION |  |  |  | CS
00GCB59AA111KA | Butterfly Valve | 00GCB59AA111 | PRODUCTION |  |  |  | CS
00GCB59AA251KA | Butterfly Valve | 00GCB59AA251 | PRODUCTION |  |  |  | CS
00GCB59AA252KA | Butterfly Valve | 00GCB59AA252 | PRODUCTION |  |  | CS Wafer Style, Drilling to Suit ANSI B16.5, 150# PN 16 | CS
00GCB59AA252QN | Actuator, Butterfly Valve | 00GCB59AA252 | PRODUCTION |  |  | CS Wafer Style, Drilling to Suit ANSI B16.5, 150# PN 16 | CS
00GCB59AA253KA | Butterfly Valve | 00GCB59AA253 | PRODUCTION |  |  | CS Wafer Style, Drilling to Suit ANSI B16.5, 150# PN 16 | CS
00GCB59AA253QN | Actuator, Butterfly Valve | 00GCB59AA253 | PRODUCTION |  |  | CS Wafer Style, Drilling to Suit ANSI B16.5, 150# PN 16 | CS
00GCB59AA265KA | Butterfly Valve | 00GCB59AA265 | PRODUCTION |  |  | PN 16 | CS
00GCB59AA254KA | Butterfly Valve | 00GCB59AA254 | PRODUCTION |  |  | CS Wafer Style, Drilling to Suit ANSI B16.5, 150# PN 16 | CS
00GCB59AA254QN | Actuator, Butterfly Valve | 00GCB59AA254 | PRODUCTION |  |  | CS Wafer Style, Drilling to Suit ANSI B16.5, 150# PN 16 | CS
00GCB59AA255KA | Butterfly Valve | 00GCB59AA255 | PRODUCTION |  |  | CS Wafer Style, Drilling to Suit ANSI B16.5, 150# PN 16 | CS
00GCB59AA255QN | Actuator, Butterfly Valve | 00GCB59AA255 | PRODUCTION |  |  | CS Wafer Style, Drilling to Suit ANSI B16.5, 150# PN 16 | CS
00GCB59AA257KA | Butterfly Valve | 00GCB59AA257 | PRODUCTION |  |  | CS Wafer Style, Drilling to Suit ANSI B16.5, 150# PN 16 | CS
00GCB59AA257QN | Actuator, Butterfly Valve | 00GCB59AA257 | PRODUCTION |  |  | CS Wafer Style, Drilling to Suit ANSI B16.5, 150# PN 16 | CS
00GCB59AA258KA | Butterfly Valve | 00GCB59AA258 | PRODUCTION |  |  | CS Wafer Style, Drilling to Suit ANSI B16.5, 150# PN 16 | CS
00GCB59AA258QN | Actuator, Butterfly Valve | 00GCB59AA258 | PRODUCTION |  |  | CS Wafer Style, Drilling to Suit ANSI B16.5, 150# PN 16 | CS
00GCB59AA259KA | Butterfly Valve | 00GCB59AA259 | PRODUCTION |  |  | CS Wafer Style, Drilling to Suit ANSI B16.5, 150# PN 16 | CS
00GCB59AA259QN | Actuator, Butterfly Valve | 00GCB59AA259 | PRODUCTION |  |  | CS Wafer Style, Drilling to Suit ANSI B16.5, 150# PN 16 | CS
00GCB59AA260KA | Butterfly Valve | 00GCB59AA260 | PRODUCTION |  |  | CS Wafer Style, Drilling to Suit ANSI B16.5, 150# PN 16 | CS
00GCB59AA260QN | Actuator, Butterfly Valve | 00GCB59AA260 | PRODUCTION |  |  | CS Wafer Style, Drilling to Suit ANSI B16.5, 150# PN 16 | CS
00GCB59AA261KA | Butterfly Valve | 00GCB59AA261 | PRODUCTION |  |  | CS Wafer Style, Drilling to Suit ANSI B16.5, 150# PN 16 | CS
00GCB59AA261QN | Actuator, Butterfly Valve | 00GCB59AA261 | PRODUCTION |  |  | CS Wafer Style, Drilling to Suit ANSI B16.5, 150# PN 16 | CS
00GCB59AA262KA | Butterfly Valve | 00GCB59AA262 | PRODUCTION |  |  | CS Wafer Style, Drilling to Suit ANSI B16.5, 150# PN 16 | CS
00GCB59AA262QN | Actuator, Butterfly Valve | 00GCB59AA262 | PRODUCTION |  |  | CS Wafer Style, Drilling to Suit ANSI B16.5, 150# PN 16 | CS
00GCB59AA264KA | Butterfly Valve | 00GCB59AA264 | PRODUCTION |  |  | CS Wafer Style, Drilling to Suit ANSI B16.5, 150# PN 16 | CS
00GCB59AA264QN | Actuator, Butterfly Valve | 00GCB59AA264 | PRODUCTION |  |  | CS Wafer Style, Drilling to Suit ANSI B16.5, 150# PN 16 | CS
00GCB59AA266KA | Butterfly Valve | 00GCB59AA266 | PRODUCTION |  |  | CS Wafer Style, Drilling to Suit ANSI B16.5, 150# PN 16 | CS
00GCB59AA266QN | Actuator, Butterfly Valve | 00GCB59AA266 | PRODUCTION |  |  | CS Wafer Style, Drilling to Suit ANSI B16.5, 150# PN 16 | CS
00GCB59AA267KA | Butterfly Valve | 00GCB59AA267 | PRODUCTION |  |  | CS Wafer Style, Drilling to Suit ANSI B16.5, 150# PN 16 | CS
00GCB59AA267QN | Actuator, Butterfly Valve | 00GCB59AA267 | PRODUCTION |  |  | CS Wafer Style, Drilling to Suit ANSI B16.5, 150# PN 16 | CS
00GCB59AA268KA | Butterfly Valve | 00GCB59AA268 | PRODUCTION |  |  | CS Wafer Style, Drilling to Suit ANSI B16.5, 150# PN 16 | CS
00GCB59AA268QN | Actuator, Butterfly Valve | 00GCB59AA268 | PRODUCTION |  |  | CS Wafer Style, Drilling to Suit ANSI B16.5, 150# PN 16 | CS
00GCB59AA269KA | Butterfly Valve | 00GCB59AA269 | PRODUCTION |  |  | CS Wafer Style, Drilling to Suit ANSI B16.5, 150# PN 16 | CS
00GCB59AA269QN | Actuator, Butterfly Valve | 00GCB59AA269 | PRODUCTION |  |  | CS Wafer Style, Drilling to Suit ANSI B16.5, 150# PN 16 | CS
00GCB59AA270KA | Butterfly Valve | 00GCB59AA270 | PRODUCTION |  |  | CS Wafer Style, Drilling to Suit ANSI B16.5, 150# PN 16 | CS
00GCB59AA270QN | Actuator, Butterfly Valve | 00GCB59AA270 | PRODUCTION |  |  | CS Wafer Style, Drilling to Suit ANSI B16.5, 150# PN 16 | CS
00GCB59AA271KA | Butterfly Valve | 00GCB59AA271 | PRODUCTION |  |  | CS Wafer Style, Drilling to Suit ANSI B16.5, 150# PN 16 | CS
00GCB59AA271QN | Actuator, Butterfly Valve | 00GCB59AA271 | PRODUCTION |  |  | CS Wafer Style, Drilling to Suit ANSI B16.5, 150# PN 16 | CS
00GCB59AA272KA | Butterfly Valve | 00GCB59AA272 | PRODUCTION |  |  | CS Wafer Style, Drilling to Suit ANSI B16.5, 150# PN 16 | CS
00GCB59AA272QN | Actuator, Butterfly Valve | 00GCB59AA272 | PRODUCTION |  |  | CS Wafer Style, Drilling to Suit ANSI B16.5, 150# PN 16 | CS
00GCB59AA273KA | Butterfly Valve | 00GCB59AA273 | PRODUCTION |  |  | CS Wafer Style, Drilling to Suit ANSI B16.5, 150# PN 16 | CS
00GCB59AA273QN | Actuator, Butterfly Valve | 00GCB59AA273 | PRODUCTION |  |  | CS Wafer Style, Drilling to Suit ANSI B16.5, 150# PN 16 | CS
00GCB59AA274KA | Butterfly Valve | 00GCB59AA274 | PRODUCTION |  |  | CS Wafer Style, Drilling to Suit ANSI B16.5, 150# PN 16 | CS
00GCB59AA274QN | Actuator, Butterfly Valve | 00GCB59AA274 | PRODUCTION |  |  | CS Wafer Style, Drilling to Suit ANSI B16.5, 150# PN 16 | CS
00GCB59AA275KA | Butterfly Valve | 00GCB59AA275 | PRODUCTION |  |  | CS Wafer Style, Drilling to Suit ANSI B16.5, 150# PN 16 | CS
00GCB59AA275QN | Actuator, Butterfly Valve | 00GCB59AA275 | PRODUCTION |  |  | CS Wafer Style, Drilling to Suit ANSI B16.5, 150# PN 16 | CS
00GCB59AA276KA | Butterfly Valve | 00GCB59AA276 | PRODUCTION |  |  | CS Wafer Style, Drilling to Suit ANSI B16.5, 150# PN 16 | CS
00GCB59AA276QN | Actuator, Butterfly Valve | 00GCB59AA276 | PRODUCTION |  |  | CS Wafer Style, Drilling to Suit ANSI B16.5, 150# PN 16 | CS
00GCB59AA277KA | Butterfly Valve | 00GCB59AA277 | PRODUCTION |  |  | CS Wafer Style, Drilling to Suit ANSI B16.5, 150# PN 16 | CS
00GCB59AA277QN | Actuator, Butterfly Valve | 00GCB59AA277 | PRODUCTION |  |  | CS Wafer Style, Drilling to Suit ANSI B16.5, 150# PN 16 | CS
00GCB59AA401KA | Butterfly Valve | 00GCB59AA401 | PRODUCTION |  |  | PN 16 | CS
00GCB59AA402KA | Butterfly Valve | 00GCB59AA402 | PRODUCTION |  |  | PN 16 | CS
00GCC59AA101KA | Butterfly Valve | 00GCC59AA101 | PRODUCTION |  |  |  | CS
00GCC59AA102KA | Butterfly Valve | 00GCC59AA102 | PRODUCTION |  |  |  | CS
00GCC59AA251KA | Butterfly Valve | 00GCC59AA251 | PRODUCTION |  |  |  | CS
00GCC59AA256KA | Butterfly Valve | 00GCC59AA256 | PRODUCTION |  |  | CS Wafer Style, Drilling to Suit ANSI B16.5, 150# PN 16 | CS
00GCC59AA256QN | Actuator, Butterfly Valve | 00GCC59AA256 | PRODUCTION |  |  | CS Wafer Style, Drilling to Suit ANSI B16.5, 150# PN 16 | CS
00SA01AN002-M01 | Air Handling Unit - 2 Motor | 00SA01AN002 | PRODUCTION
00GCC59AA263KA | Butterfly Valve | 00GCC59AA263 | PRODUCTION |  |  | CS Wafer Style, Drilling to Suit ANSI B16.5, 150# PN 16 | CS
00GCC59AA263QN | Actuator, Butterfly Valve | 00GCC59AA263 | PRODUCTION |  |  | CS Wafer Style, Drilling to Suit ANSI B16.5, 150# PN 16 | CS
00GCC59AA401KA | Butterfly Valve | 00GCC59AA401 | PRODUCTION |  |  |  | CS
00GHE59AA001KA | Butterfly Valve | 00GHE59AA001 | PRODUCTION |  |  | PN 16 | CS
00GHE59AA002KA | Butterfly Valve | 00GHE59AA002 | PRODUCTION |  |  | PN 16 | CS
00GMA59AA712KA | Non Return Valve (Swing Check valve) | 00GMA59AA712 | PRODUCTION |  |  | 150# | CS
00GMB59AA102KA | Butterfly Valve | 00GMB59AA102 | PRODUCTION |  |  | PN 16 | CS
00GMB59AA103KA | Butterfly Valve | 00GMB59AA103 | PRODUCTION |  |  | PN 16 | CS
00GMB59AA104KA | Butterfly Valve | 00GMB59AA104 | PRODUCTION |  |  | PN 16 | CS
00GMB59AA105KA | Butterfly Valve | 00GMB59AA105 | PRODUCTION |  |  | PN 16 | CS
00GMB59AA106KA | Butterfly Valve | 00GMB59AA106 | PRODUCTION |  |  | PN 16 | CS
00GMB59AA251KA | Butterfly Valve | 00GMB59AA251 | PRODUCTION |  |  | PN 16 | CS
00GMB59AA252KA | Butterfly Valve | 00GMB59AA252 | PRODUCTION |  |  | PN 16 | CS
00GMB59AA253KA | Butterfly Valve | 00GMB59AA253 | PRODUCTION |  |  | PN 16 | CS
00GMB59AA257KA | Butterfly Valve | 00GMB59AA257 | PRODUCTION |  |  | PN 16 | CS
00GMB59AA258KA | Butterfly Valve | 00GMB59AA258 | PRODUCTION |  |  | PN 16 | CS
00GMB59AA259KA | Butterfly Valve | 00GMB59AA259 | PRODUCTION |  |  | PN 16 | CS
00GMB59AA260KA | Butterfly Valve | 00GMB59AA260 | PRODUCTION |  |  | PN 16 | CS
00GMB59AA264KA | Butterfly Valve | 00GMB59AA264 | PRODUCTION |  |  | PN 16 | CS
00GMB59AA302KA | Ball Valve | 00GMB59AA302 | PRODUCTION |  |  | 800# | CS
00GMB59AA401KA | Butterfly Valve | 00GMB59AA401 | PRODUCTION |  |  | PN 16 | CS
00GMB59AA402KA | Butterfly Valve | 00GMB59AA402 | PRODUCTION |  |  | PN 16 | CS
00GMB59AA701KA | Non Return Valve (Swing Check valve) | 00GMB59AA701 | PRODUCTION |  |  | 150# | CS
00GMB59AA702KA | Non Return Valve (Swing Check valve) | 00GMB59AA702 | PRODUCTION |  |  | 150# | CS
00GMC59AA101KA | Butterfly Valve | 00GMC59AA101 | PRODUCTION |  |  | CS Wafer Style, Drilling to Suit ANSI B16.5, 150# PN 16 | CS
00GMC59AA102KA | Butterfly Valve | 00GMC59AA102 | PRODUCTION |  |  | CS Wafer Style, Drilling to Suit ANSI B16.5, 150# PN 16 | CS
00GMC59AA251QN | Actuator, Butterfly Valve | 00GMC59AA251 | PRODUCTION |  |  | CS Wafer Style, Drilling to Suit ANSI B16.5, 150# PN 16 | CS
00GMC59AA255KA | Butterfly Valve | 00GMC59AA255 | PRODUCTION |  |  | PN 16 | CS
00GMC59AA262KA | Butterfly Valve | 00GMC59AA262 | PRODUCTION |  |  | PN 16 | CS
00GMC59AA301KA | Ball Valve | 00GMC59AA301 | PRODUCTION |  |  | CS Threaded FNPT 800# | CS
10HJF51AA001KA | Shut-off valve | 10HJF51AA001 | PRODUCTION |  |  | 236 SGS / XSW | EN1.4404
20HJF51AA001KA | Shut-off valve | 20HJF51AA001 | PRODUCTION |  |  | 236 SGS / XSW | EN1.4404
10HJF51AA201KA | Quick shut-off valve 1 | 10HJF51AA201 | PRODUCTION |  |  | 236 SGS / XBW, Actuator - Air Torque AT201S10 | AISI 316
20HJF51AA201KA | Quick shut-off valve 1 | 20HJF51AA201 | PRODUCTION |  |  | 236 SGS / XBW, Actuator - Air Torque AT201S10 | AISI 316
10HJF51AA202KA | Quick shut-off valve 2 | 10HJF51AA202 | PRODUCTION |  |  | 236 SGS / XBW, Actuator - Air Torque AT201S10 | AISI 316
20HJF51AA202KA | Quick shut-off valve 2 | 20HJF51AA202 | PRODUCTION |  |  | 236 SGS / XBW, Actuator - Air Torque AT201S10 | AISI 316
10HJF51CG101QN | Actuator, Shut-off valve | 10HJF51CG101 | PRODUCTION |  |  | 236 SGS / XSW
20HJF51CG101QN | Actuator, Shut-off valve | 20HJF51CG101 | PRODUCTION |  |  | 236 SGS / XSW
10HJF52AA001KA | Shut-off valve | 10HJF52AA001 | PRODUCTION |  |  | 236 SGS / XSW | EN1.4404
20HJF52AA001KA | Shut-off valve | 20HJF52AA001 | PRODUCTION |  |  | 236 SGS / XSW | EN1.4404
10HJF52AA201KA | Quick shut-off valve 1 | 10HJF52AA201 | PRODUCTION |  |  | 236 SGS / XBW, Actuator - Air Torque AT201S10 | AISI 316
20HJF52AA201KA | Quick shut-off valve 1 | 20HJF52AA201 | PRODUCTION |  |  | 236 SGS / XBW, Actuator - Air Torque AT201S10 | AISI 316
10HJF52AA202KA | Quick shut-off valve 2 | 10HJF52AA202 | PRODUCTION |  |  | 236 SGS / XBW, Actuator - Air Torque AT201S10 | AISI 316
20HJF52AA202KA | Quick shut-off valve 2 | 20HJF52AA202 | PRODUCTION |  |  | 236 SGS / XBW, Actuator - Air Torque AT201S10 | AISI 316
10HJF52CG101QN | Actuator, Shut-off valve | 10HJF52CG101 | PRODUCTION |  |  | 236 SGS / XSW
20HJF52CG101QN | Actuator, Shut-off valve | 20HJF52CG101 | PRODUCTION |  |  | 236 SGS / XSW
10XKA10-G | Emergency diesel generator-1 | 10XKA10 | PRODUCTION
20XKA10-G | Emergency diesel generator-2 | 20XKA10 | PRODUCTION
10XKY10-G | AMF panel for Emergency diesel generator-1 | 10XKY10 | PRODUCTION
20XKY10-G | AMF panel for Emergency diesel generator-2 | 20XKY10 | PRODUCTION
10HFA10CX101-F01 | Explosion Indicator | 10HFA10CX101 | PRODUCTION |  |  | VIGILEX SEC
20HFA10CX101-F01 | Explosion Indicator | 20HFA10CX101 | PRODUCTION |  |  | VIGILEX SEC
10HFA20CX101-F01 | Explosion Indicator | 10HFA20CX101 | PRODUCTION |  |  | VIGILEX SEC
20HFA20CX101-F01 | Explosion Indicator | 20HFA20CX101 | PRODUCTION |  |  | VIGILEX SEC
10HFB10GS101-F01 | Explosion detector | 10HFB10GS101 | PRODUCTION |  |  | VIGILEX SEC
20HFB10GS101-F01 | Explosion detector | 20HFB10GS101 | PRODUCTION |  |  | VIGILEX SEC
10HFB20GS101-F01 | Explosion detector | 10HFB20GS101 | PRODUCTION |  |  | VIGILEX SEC
20HFB20GS101-F01 | Explosion detector | 20HFB20GS101 | PRODUCTION |  |  | VIGILEX SEC
10GAF10AP001KP | Plant water pump 1 | 10GAF10AP001 | PRODUCTION
10GAF10AP001-M01 | Plant water pump 1, motor | 10GAF10AP001 | PRODUCTION
20GAF10AP001KP | Plant water pump 1 | 20GAF10AP001 | PRODUCTION
20GAF10AP001-M01 | Plant water pump 1, motor | 20GAF10AP001 | PRODUCTION
10GAF20AP001KP | Plant water pump 2 | 10GAF20AP001 | PRODUCTION
10GAF20AP001-M01 | Plant water pump 2, motor | 10GAF20AP001 | PRODUCTION
20GAF20AP001KP | Plant water pump 2 | 20GAF20AP001 | PRODUCTION
20GAF20AP001-M01 | Plant water pump 2, motor | 20GAF20AP001 | PRODUCTION
10GHC11AP001KP | Demiwater pump 1 | 10GHC11AP001 | PRODUCTION
10GHC11AP001-M01 | Demiwater pump 1, motor | 10GHC11AP001 | PRODUCTION
10GHC12AP001KP | Demiwater pump 2 | 10GHC12AP001 | PRODUCTION
10GHC12AP001-M01 | Demiwater pump 2, motor | 10GHC12AP001 | PRODUCTION
10LCM31AP001KP | Boiler condensate pump 1 | 10LCM31AP001 | PRODUCTION
10LCM31AP001-M01 | Boiler condensate pump 1, motor | 10LCM31AP001 | PRODUCTION
10LCM32AP001KP | Boiler condensate pump 2 | 10LCM32AP001 | PRODUCTION
10LCM32AP001-M01 | Boiler condensate pump 2, motor | 10LCM32AP001 | PRODUCTION
10LFJ10AP001KP | Preservation pump | 10LFJ10AP001 | PRODUCTION
10LFJ10AP001-M01 | Preservation pump - motor | 10LFJ10AP001 | PRODUCTION
10PAC10AP001KP | Closed cooling water pump 1 | 10PAC10AP001 | PRODUCTION
10PAC10AP001-M01 | Closed cooling water pump 1, motor | 10PAC10AP001 | PRODUCTION
20PAC10AP001KP | Closed cooling water pump 1 | 20PAC10AP001 | PRODUCTION
20PAC10AP001-M01 | Closed cooling water pump 1, motor | 20PAC10AP001 | PRODUCTION
10PAC20AP001KP | Closed cooling water pump 2 | 10PAC20AP001 | PRODUCTION
10PAC20AP001-M01 | Closed cooling water pump 2, motor | 10PAC20AP001 | PRODUCTION
20PAC20AP001KP | Closed cooling water pump 2 | 20PAC20AP001 | PRODUCTION
20PAC20AP001-M01 | Closed cooling water pump 2, motor | 20PAC20AP001 | PRODUCTION
10PGC10AP001KP | Cooling water circulation pump 1 | 10PGC10AP001 | PRODUCTION
10PGC10AP001-M01 | Cooling water circulation pump 1, motor | 10PGC10AP001 | PRODUCTION
20PGC10AP001KP | Cooling water circulation pump 1 | 20PGC10AP001 | PRODUCTION
20PGC10AP001-M01 | Cooling water circulation pump 1, motor | 20PGC10AP001 | PRODUCTION
10PGC20AP001KP | Cooling water circulation pump 2 | 10PGC20AP001 | PRODUCTION
10PGC20AP001-M01 | Cooling water circulation pump 2, motor | 10PGC20AP001 | PRODUCTION
20PGC20AP001KP | Cooling water circulation pump 2 | 20PGC20AP001 | PRODUCTION
20PGC20AP001-M01 | Cooling water circulation pump 2, motor | 20PGC20AP001 | PRODUCTION
10PGD10AP001KP | DH AUX. cooling pump 1 | 10PGD10AP001 | PRODUCTION
10PGD10AP001-M01 | DH AUX. cooling pump 1, motor | 10PGD10AP001 | PRODUCTION
20PGD10AP001KP | DH AUX. cooling pump 1 | 20PGD10AP001 | PRODUCTION
20PGD10AP001-M01 | DH AUX. cooling pump 1, motor | 20PGD10AP001 | PRODUCTION
10PGD20AP001KP | DH AUX. cooling pump 2 | 10PGD20AP001 | PRODUCTION
10PGD20AP001-M01 | DH AUX. cooling pump 2, motor | 10PGD20AP001 | PRODUCTION
20PGD20AP001KP | DH AUX. cooling pump 2 | 20PGD20AP001 | PRODUCTION
20PGD20AP001-M01 | DH AUX. cooling pump 2, motor | 20PGD20AP001 | PRODUCTION
10LCN21AP001KP | Condensate pump 1 | 10LCN21AP001 | PRODUCTION |  | 100181376 | A22-32 | (41) A890 3A
20LCN21AP001KP | Condensate pump 1 | 20LCN21AP001 | PRODUCTION |  | 100181378 | A22-32 | (41) A890 3A
10LCN22AP001KP | Condensate pump 2 | 10LCN22AP001 | PRODUCTION |  | 100181377 | A22-32 | (41) A890 3A
20LCN22AP001KP | Condensate pump 2 | 20LCN22AP001 | PRODUCTION |  | 100181379 | A22-32 | (41) A890 3A
10PGA39AP101KP | DM Cooling Water Pump-1 | 10PGA39AP101 | PRODUCTION |  | PGA100301850010 | CZ 80-160 / HORIZONTAL
20PGA39AP101KP | DM Cooling Water Pumps -1 | 20PGA39AP101 | PRODUCTION |  | PGA100301850010 | CZ 80-160 / HORIZONTAL
10PGA39AP102KP | DM Cooling Water Pump-2 | 10PGA39AP102 | PRODUCTION |  | PGA100301850010 | CZ 80-160 / HORIZONTAL
20PGA39AP102KP | DM Cooling Water Pumps -2 | 20PGA39AP102 | PRODUCTION |  | PGA100301850010 | CZ 80-160 / HORIZONTAL
10HLB10AN001-M01 | Primary air fan motor | 10HLB10AN001 | PRODUCTION |  | 3G1F1806452240 | M3BP450LA4 B3 | Cast iron
20HLB10AN001-M01 | Primary air fan - Motor | 20HLB10AN001 | PRODUCTION |  | 3G1F1814470289 | M3BP450LA4 B3 | Cast iron
10HLB20AN001-M01 | Overfire air fan - Motor | 10HLB20AN001 | PRODUCTION |  | 3G1F1807452238 | M3BP355MLB4 B3 | Cast iron
20HLB20AN001-M01 | Overfire air fan - Motor | 20HLB20AN001 | PRODUCTION |  | 3G1F1815470222 | M3BP355MLB4 B3 | Cast iron
10HNF10AN001-M01 | Recirculation gas fan motor frequency (speed) | 10HNF10AN001 | PRODUCTION |  | 3G1F1807452237 | M3BP355SMB4 B3 | Cast iron
20HNF10AN001-M01 | Recirculation gas fan motor frequency (speed) | 20HNF10AN001 | PRODUCTION |  | 3G1F1815470290 | M3BP355SMB4 B3 | Cast iron
10LCN21AP001-M01 | Condensate pump 1 - Motor | 10LCN21AP001 | PRODUCTION |  | 3G1F1810451826 | M3BP160MLC2 B3 | Cast iron
20LCN21AP001-M01 | Condensate pump 1 - Motor | 20LCN21AP001 | PRODUCTION |  | 3G1F1815470227 | M3BP160MLC2 B3 | Cast iron
10LCN22AP001-M01 | Condensate pump 2 - Motor | 10LCN22AP001 | PRODUCTION |  | 3G1F1810452236 | M3BP160MLC2 B3 | Cast iron
20LCN22AP001-M01 | Condensate pump 2 - Motor | 20LCN22AP001 | PRODUCTION |  | 3G1F1815470220 | M3BP160MLC2 B3 | Cast iron
10HTQ34BP001MR | Orifice | 10HTQ34BP001 | PRODUCTION
10HTQ34BP002MR | Orifice | 10HTQ34BP002 | PRODUCTION
10HTQ34BP003MR | Orifice | 10HTQ34BP003 | PRODUCTION
10HTQ34BP004MR | Orifice | 10HTQ34BP004 | PRODUCTION
10HTQ34BP005MR | Orifice | 10HTQ34BP005 | PRODUCTION
10HTQ34BP006MR | Orifice | 10HTQ34BP006 | PRODUCTION
10HTQ34BP007MR | Orifice | 10HTQ34BP007 | PRODUCTION
00GBC59CP207-F01 | Diff Pressure switch | 00GBC59CP207 | PRODUCTION |  |  | GM 301 02 G5B 55 B Z
00GBC59CP208-F01 | Diff Pressure switch | 00GBC59CP208 | PRODUCTION |  |  | GM 301 02 G5B 55 B Z
10MAK10AG001-G | Generator | 10MAK10AG001 | PRODUCTION |  |  | TC-220
20MAK10AG001-G | Generator | 20MAK10AG001 | PRODUCTION |  |  | TC-220
10MAB10CT001QB | Resistance Temperature Detector (Pt100) | 10MAB10CT001 | PRODUCTION
10MAB10CT001-U01 | Resistance Temperature Detector (Pt100) | 10MAB10CT001 | PRODUCTION
20MAB10CT001QB | Resistance Temperature Detector (Pt100) | 20MAB10CT001 | PRODUCTION
20MAB10CT001-U01 | Resistance Temperature Detector (Pt100) | 20MAB10CT001 | PRODUCTION
10MAB10CT002QB | Resistance Temperature Detector (Pt100) | 10MAB10CT002 | PRODUCTION
10MAB10CT002-U01 | Resistance Temperature Detector (Pt100) | 10MAB10CT002 | PRODUCTION
20MAB10CT002QB | Resistance Temperature Detector (Pt100) | 20MAB10CT002 | PRODUCTION
20MAB10CT002-U01 | Resistance Temperature Detector (Pt100) | 20MAB10CT002 | PRODUCTION
10MAB10CT003QB | Resistance Temperature Detector (Pt100) | 10MAB10CT003 | PRODUCTION
10MAB10CT003-U01 | Resistance Temperature Detector (Pt100) | 10MAB10CT003 | PRODUCTION
20MAB10CT003QB | Resistance Temperature Detector (Pt100) | 20MAB10CT003 | PRODUCTION
20MAB10CT003-U01 | Resistance Temperature Detector (Pt100) | 20MAB10CT003 | PRODUCTION
10MAB10CT004QB | Resistance Temperature Detector (Pt100) | 10MAB10CT004 | PRODUCTION
10MAB10CT004-U01 | Resistance Temperature Detector (Pt100) | 10MAB10CT004 | PRODUCTION
20MAB10CT004QB | Resistance Temperature Detector (Pt100) | 20MAB10CT004 | PRODUCTION
20MAB10CT004-U01 | Resistance Temperature Detector (Pt100) | 20MAB10CT004 | PRODUCTION
10MAB10CT005QB | Resistance Temperature Detector (Pt100) | 10MAB10CT005 | PRODUCTION
10MAB10CT005-U01 | Resistance Temperature Detector (Pt100) | 10MAB10CT005 | PRODUCTION
20MAB10CT005QB | Resistance Temperature Detector (Pt100) | 20MAB10CT005 | PRODUCTION
20MAB10CT005-U01 | Resistance Temperature Detector (Pt100) | 20MAB10CT005 | PRODUCTION
10MAB20CT001QB | Resistance Temperature Detector (Pt100) | 10MAB20CT001 | PRODUCTION
10MAB20CT001-U01 | Resistance Temperature Detector (Pt100) | 10MAB20CT001 | PRODUCTION
20MAB20CT001QB | Resistance Temperature Detector (Pt100) | 20MAB20CT001 | PRODUCTION
20MAB20CT001-U01 | Resistance Temperature Detector (Pt100) | 20MAB20CT001 | PRODUCTION
10HTF10AF001KF | Recycle rotary feeder | 10HTF10AF001 | PRODUCTION |  | 172061 | NID-4-4000X400 BH670 | S355J2H
10HTF10AF001MG | Recycle rotary feeder, gear | 10HTF10AF001 | PRODUCTION
20HTF10AF001KF | Recycle rotary feeder | 20HTF10AF001 | PRODUCTION |  | 172061 | NID-4-4000X400 BH670 | S355J2H
20HTF10AF001MG | Recycle rotary feeder, gear | 20HTF10AF001 | PRODUCTION
10HTF10CT101-F01 | Temperature switch | 10HTF10CT101 | PRODUCTION |  |  | Thermostat
10HTF10CT101QB | Temperature switch | 10HTF10CT101 | PRODUCTION |  |  | Integrated with motor
20HTF10CT101-F01 | Temperature switch | 20HTF10CT101 | PRODUCTION |  |  | Thermostat
20HTF10CT101QB | Temperature switch | 20HTF10CT101 | PRODUCTION |  |  | Integrated with motor
10QUC10CQ504-U01 | Conductivity Transmitter | 10QUC10CQ504 | PRODUCTION |  |  | LXT330 | Beige Polycarbonate
20QUC10CQ504-U01 | Conductivity Transmitter | 20QUC10CQ504 | PRODUCTION |  |  | LXT330 | Beige Polycarbonate
10QUC11CQ001QB | Sampling Analyzer | 10QUC11CQ001 | PRODUCTION |  |  | LXT 330
20QUC11CQ001QB | Sampling Analyzer | 20QUC11CQ001 | PRODUCTION |  |  | LXT 330
10QUC11CQ002QB | SP Cond analyzer live/main steam unit 1 | 10QUC11CQ002 | PRODUCTION |  |  | LXT330 | Beige Polycarbonate
20QUC11CQ002QB | SP Cond analyzer live/main steam unit 2 | 20QUC11CQ002 | PRODUCTION |  |  | LXT330 | Beige Polycarbonate
10QUC11CQ003QB | Sampling Analyzer | 10QUC11CQ003 | PRODUCTION |  |  | LXT 330
20QUC11CQ003QB | Sampling Analyzer | 20QUC11CQ003 | PRODUCTION |  |  | LXT 330
10QUC11CQ004QB | Sampling Analyzer | 10QUC11CQ004 | PRODUCTION |  |  | LXT 330
20QUC11CQ004QB | Sampling Analyzer | 20QUC11CQ004 | PRODUCTION |  |  | LXT 330
10QUC11CQ006QB | Quality Analyzer | 10QUC11CQ006 | PRODUCTION |  |  | LXT 330
20QUC11CQ006QB | Quality Analyzer | 20QUC11CQ006 | PRODUCTION |  |  | LXT 330
10QUC12CQ002QB | Sampling Analyzer | 10QUC12CQ002 | PRODUCTION |  |  | LXT 330
20QUC12CQ002QB | Sampling Analyzer | 20QUC12CQ002 | PRODUCTION |  |  | LXT 330
10QUC13CQ002QB | Cat cond analyzer feedwater before steam generator unit 1 | 10QUC13CQ002 | PRODUCTION |  |  | LXT 330
20QUC13CQ002QB | Cat cond analyzer feedwater before steam generator unit 2 | 20QUC13CQ002 | PRODUCTION |  |  | LXT 330
10QUD10CQ001QB | PH analyzer boiler feedwater to economizer unit 1 | 10QUD10CQ001 | PRODUCTION |  |  | LXT 330
20QUD10CQ001QB | PH analyzer boiler feedwater to economizer unit 1 | 20QUD10CQ001 | PRODUCTION |  |  | LXT 330
10QUD10CQ002QB | SP cond analyzer boiler feedwater to economizer unit 1 | 10QUD10CQ002 | PRODUCTION |  |  | LXT330 | Beige Polycarbonate
20QUD10CQ002QB | SP cond analyzer boiler feedwater to economizer unit 2 | 20QUD10CQ002 | PRODUCTION |  |  | LXT330 | Beige Polycarbonate
10QUD10CQ003QB | Cat cond analyzer boiler feedwater to economizer unit 1 | 10QUD10CQ003 | PRODUCTION |  |  | LXT330 | Beige Polycarbonate
20QUD10CQ003QB | Cat cond analyzer boiler feedwater to economizer unit 2 | 20QUD10CQ003 | PRODUCTION |  |  | LXT330 | Beige Polycarbonate
10QUD10CQ005QB | Sampling Analyzer | 10QUD10CQ005 | PRODUCTION |  |  | LXT 330
20QUD10CQ005QB | Sampling Analyzer | 20QUD10CQ005 | PRODUCTION |  |  | LXT 330
10QUE10CQ001QB | PH analyser boiler drum water blowdown unit 1 | 10QUE10CQ001 | PRODUCTION |  |  | LXT 330
20QUE10CQ001QB | Sampling Analyzer | 20QUE10CQ001 | PRODUCTION |  |  | LXT 330
10QUE10CQ003-U01 | Conductivity Transmitter | 10QUE10CQ003 | PRODUCTION |  |  | LXT330 | Beige Polycarbonate
20QUE10CQ003-U01 | Conductivity Transmitter | 20QUE10CQ003 | PRODUCTION |  |  | LXT330 | Beige Polycarbonate
10QUF10CQ002QB | Sampling Analyzer | 10QUF10CQ002 | PRODUCTION |  |  | LXT330 | Beige Polycarbonate
20QUF10CQ002QB | Sampling Analyzer | 20QUF10CQ002 | PRODUCTION |  |  | LXT330 | Beige Polycarbonate
10QUF10CQ003QB | Cond analyzer saturated steam unit 1 | 10QUF10CQ003 | PRODUCTION |  |  | LXT 330
20QUF10CQ003QB | Cond analyzer saturated steam unit 2 | 20QUF10CQ003 | PRODUCTION |  |  | LXT 330
10QUF10CQ004QB | Quality Analyzer | 10QUF10CQ004 | PRODUCTION |  |  | LXT 330
20QUF10CQ004QB | Quality Analyzer | 20QUF10CQ004 | PRODUCTION |  |  | LXT 330
00GDN59AE101KE | Pump | 00GDN59AE101 | PRODUCTION
10HDC51CS101-F01 | Speed monitor | 10HDC51CS101 | PRODUCTION |  |  | XSA-V11801TF | Metal case
20HDC51CS101-F01 | Speed monitor | 20HDC51CS101 | PRODUCTION |  |  | XSA-V11801TF | Metal case
10HDC53CS101-F01 | Speed monitor | 10HDC53CS101 | PRODUCTION |  |  | XSA-V11801TF | Metal case
20HDC53CS101-F01 | Speed monitor | 20HDC53CS101 | PRODUCTION |  |  | XSA-V11801TF | Metal case
10HDC61CS101-F01 | Speed monitor | 10HDC61CS101 | PRODUCTION |  |  | XSA-V11801TF | Metal case
20HDC61CS101-F01 | Speed monitor | 20HDC61CS101 | PRODUCTION |  |  | XSA-V11801TF | Metal case
10HFA10CL101-F01 | Level Switch | 10HFA10CL101 | PRODUCTION |  |  | XS618B1MAL2
20HFA10CL101-F01 | Level switch | 20HFA10CL101 | PRODUCTION |  |  | XS618B1MAL2
10HFA20CL101-F01 | Level Switch | 10HFA20CL101 | PRODUCTION |  |  | XS618B1MAL2
20HFA20CL101-F01 | Level switch | 20HFA20CL101 | PRODUCTION |  |  | XS618B1MAL2
10HDA40CS101-F01 | Speed Switch | 10HDA40CS101 | PRODUCTION |  |  | XCK-J110541
20HDA40CS101-F01 | Speed Switch | 20HDA40CS101 | PRODUCTION |  |  | XCK-J110541
10HDC31CS101-F01 | Speed Switch | 10HDC31CS101 | PRODUCTION |  |  | XSAV11801
20HDC31CS101-F01 | 2nd and 3rd pass ash screw, speed switch | 20HDC31CS101 | PRODUCTION |  |  | XSAV11801
10HFB11CL101-F01 | Level Switch | 10HFB11CL101 | PRODUCTION |  |  | XS618B1MAL2
20HFB11CL101-F01 | Level switch | 20HFB11CL101 | PRODUCTION |  |  | XS618B1MAL2
10HFB12CL101-F01 | Level Switch | 10HFB12CL101 | PRODUCTION |  |  | XS618B1MAL2
20HFB12CL101-F01 | Level switch | 20HFB12CL101 | PRODUCTION |  |  | XS618B1MAL2
10HFB21CL101-F01 | Level Switch | 10HFB21CL101 | PRODUCTION |  |  | XS618B1MAL2
20HFB21CL101-F01 | Level switch | 20HFB21CL101 | PRODUCTION |  |  | XS618B1MAL2
10HFB22CL101-F01 | Level Switch | 10HFB22CL101 | PRODUCTION |  |  | XS618B1MAL2
20HFB22CL101-F01 | Level switch | 20HFB22CL101 | PRODUCTION |  |  | XS618B1MAL2
10HHK10CG101-F01 | Limit switch | 10HHK10CG101 | PRODUCTION |  |  | XS618B1MAL2
20HHK10CG101-F01 | Limit switch | 20HHK10CG101 | PRODUCTION |  |  | XS618B1MAL2
20HHK30CS101-F01 | Speed Switch | 20HHK30CS101 | PRODUCTION |  |  | XSAV11801
10HTJ20AA001KA | Damper | 10HTJ20AA001 | PRODUCTION |  |  | Type: 180 - 1250 D | S235JR
20HTJ20AA001KA | Damper | 20HTJ20AA001 | PRODUCTION |  |  | Type: 180 - 1250 D | S235JR
10HTJ21AF001KF | Reagent feeder | 10HTJ21AF001 | PRODUCTION |  | 56653/1-11-1 | 653GLH c/c1250 | S235JR
10HTJ21AF001MG | Reagent feeder, gear | 10HTJ21AF001 | PRODUCTION
20HTJ21AF001KF | Reagent feeder | 20HTJ21AF001 | PRODUCTION |  | 56653/1-11-1 | 653GLH c/c1250 | S235JR
20HTJ21AF001MG | Reagent feeder , gear | 20HTJ21AF001 | PRODUCTION
10HTJ21CS101-F01 | Speed switch/sensor | 10HTJ21CS101 | PRODUCTION |  |  | IGM202
10HTJ21CS101QB | Speed switch/sensor | 10HTJ21CS101 | PRODUCTION |  |  | IGM202
20HTJ21CS101-F01 | Speed switch/sensor | 20HTJ21CS101 | PRODUCTION |  |  | IGM202
20HTJ21CS101QB | Speed switch/sensor | 20HTJ21CS101 | PRODUCTION |  |  | IGM202
10LBF26AA103-F1 | Close Position FB- Bypass Spray water shut off valve | 10LBF26AA103 | PRODUCTION |  |  | 6DR5111-0NN01-0AA-0
10LBF26AA103-F11 | Close Position FB- Bypass Spray water shut off valve | 10LBF26AA103 | PRODUCTION |  |  | TVLT2WFLPM
10LBF26AA103-F2 | Open Position FB- Bypass Spray water shut off valve | 10LBF26AA103 | PRODUCTION |  |  | 6DR5111-0NN01-0AA-0
10LBF26AA103-F21 | Open Position FB- Bypass Spray water shut off valve | 10LBF26AA103 | PRODUCTION |  |  | TVLT2WFLPM
20LBF26AA103-F11 | Close Position FB- Bypass Spray water shut off valve | 20LBF26AA103 | PRODUCTION |  |  | TVLT2WFLPM
20LBF26AA103-F21 | Open Position FB- Bypass Spray water shut off valve | 20LBF26AA103 | PRODUCTION |  |  | TVLT2WFLPM
10LBF26AA105-F1 | Close Position FB- Bypass Spray water Control valve | 10LBF26AA105 | PRODUCTION |  |  | BSPG - V
10LBF26AA105-F11 | Close Position FB- Bypass Spray water Control valve | 10LBF26AA105 | PRODUCTION |  |  | TVLT2WFLPM
10LBF26AA105-F2 | Open Position FB- Bypass Spray water Control valve | 10LBF26AA105 | PRODUCTION |  |  | BDT-E-TW-BT
10LBF26AA105-F21 | Open Position FB- Bypass Spray water Control valve | 10LBF26AA105 | PRODUCTION |  |  | TVLT2WFLPM
20LBF26AA105-F11 | Close Position FB- Bypass Spray water Control valve | 20LBF26AA105 | PRODUCTION |  |  | TVLT2WFLPM
20LBF26AA105-F21 | Open Position FB- Bypass Spray water Control valve | 20LBF26AA105 | PRODUCTION |  |  | TVLT2WFLPM
10LBF50AA101-F1 | Close Position FB- HP Bypassr Control valve | 10LBF50AA101 | PRODUCTION |  |  | 6DR5111-0NN01-0AA-0
10LBF50AA101-F11 | Close Position FB- HP Bypassr Control valve | 10LBF50AA101 | PRODUCTION |  |  | TVLT2WFLPM
10LBF50AA101-F2 | Open Position FB- HP Bypassr Control valve | 10LBF50AA101 | PRODUCTION |  |  | 6DR5111-0NN01-0AA-0
10LBF50AA101-F21 | Open Position FB- HP Bypassr Control valve | 10LBF50AA101 | PRODUCTION |  |  | TVLT2WFLPM
20LBF50AA101-F11 | Close Position FB- HP Bypassr Control valve | 20LBF50AA101 | PRODUCTION |  |  | TVLT2WFLPM
20LBF50AA101-F21 | Open Position FB- HP Bypassr Control valve | 20LBF50AA101 | PRODUCTION |  |  | TVLT2WFLPM
10HDC63CG101-F01 | Limit switch | 10HDC63CG101 | PRODUCTION |  |  | 3814TR0160B
20HDC63CG101-F01 | Limit Switch | 20HDC63CG101 | PRODUCTION |  |  | 3814TR0160B
10HDC63CG102-F01 | Limit switch | 10HDC63CG102 | PRODUCTION |  |  | 3814TR0160B
20HDC63CG102-F01 | Limit Switch | 20HDC63CG102 | PRODUCTION |  |  | 3814TR0160B
10HDC63CL101-F01 | Level Switch | 10HDC63CL101 | PRODUCTION |  |  | ILTD0
20HDC63CL101-F01 | Level Switch | 20HDC63CL101 | PRODUCTION |  |  | ILTD0
00GTS59AP001KP | Raw sewage pump?1 | 00GTS59AP001 | PRODUCTION |  |  | 50 JDS - 5.10, SUBMERSIBLE TYPE | FC 200
00GTS59AP001-M01 | Motor For Raw Sewage Pump | 00GTS59AP001 | PRODUCTION |  |  | 2 HP / 2850 RPM (i. e. 0.75 KW / 4P), 3 PH | FC 200
00GTS59AP002KP | Raw sewage pump?2 | 00GTS59AP002 | PRODUCTION |  |  | 50 JDS - 5.10, SUBMERSIBLE TYPE | FC 200
00GTS59AP002-M01 | Motor For Raw Sewage Pump | 00GTS59AP002 | PRODUCTION |  |  | 2 HP / 2850 RPM (i. e. 0.75 KW / 4P), 3 PH | FC 200
00GTS59AP005KP | Sludge pump?1 | 00GTS59AP005 | PRODUCTION |  |  | TSM 32 X 32 - 15 HC / COUPLED PUMP | CI
00GTS59AP005-M01 | Motor For Sludge Pump | 00GTS59AP005 | PRODUCTION |  |  | TSM 32 X 32 - 15 HC / COUPLED PUMP | CI
00GTS59AP006KP | Sludge pump?2 | 00GTS59AP006 | PRODUCTION |  |  | TSM 32 X 32 - 15 HC / COUPLED PUMP | CI
00GTS59AP006-M01 | Motor For Sludge Pump, motor | 00GTS59AP006 | PRODUCTION |  |  | TSM 32 X 32 - 15 HC / COUPLED PUMP | CI
00GTS59AP007KP | Recirculation pump? 1 | 00GTS59AP007 | PRODUCTION |  |  | TSM 32 X 32 - 15 HC / COUPLED PUMP | CI
00GTS59AP007-M01 | Motor For Recirculation Pump | 00GTS59AP007 | PRODUCTION |  |  | TSM 32 X 32 - 15 HC / COUPLED PUMP | CI
00GTS59AP008KP | Recirculation pump? 2 | 00GTS59AP008 | PRODUCTION |  |  | TSM 32 X 32 - 15 HC / COUPLED PUMP | CI
00GTS59AP008-M01 | Motor For Recirculation Pump | 00GTS59AP008 | PRODUCTION |  |  | TSM 32 X 32 - 15 HC / COUPLED PUMP | CI
00CYP001-E01 | Camera, Gate-2(Main entry gate) | 00CYP001 | PRODUCTION
00CYP002-E01 | Camera, Gate-1 Material entry | 00CYP002 | PRODUCTION
00CYP003-E01 | Camera, Weighbridge | 00CYP003 | PRODUCTION
00CYP004-E01 | Camera, Peat storage-1 | 00CYP004 | PRODUCTION
00CYP005-E01 | Camera, Peat storage-1 | 00CYP005 | PRODUCTION
00CYP006-E01 | Camera, Peat storage-2 | 00CYP006 | PRODUCTION
00CYP007-E01 | Camera, Peat storage-2 | 00CYP007 | PRODUCTION
00CYP008-E01 | Camera, Peat Receiving Station-1 | 00CYP008 | PRODUCTION
00CYP009-E01 | Camera, Peat Receiving Station-1 | 00CYP009 | PRODUCTION
00CYP010-E01 | Camera, Peat Receiving Station-2 | 00CYP010 | PRODUCTION
00CYP011-E01 | Camera, Peat Receiving Station-2 | 00CYP011 | PRODUCTION
00CYP012-E01 | Camera, Peat Screening Station | 00CYP012 | PRODUCTION
00CYP013-E01 | Camera, Peat Screening Station | 00CYP013 | PRODUCTION
00CYP014-E01 | Camera, Peat Screening Station | 00CYP014 | PRODUCTION
00CYP015-E01 | Camera, Peat Screening Station | 00CYP015 | PRODUCTION
00CYP016-E01 | Camera, At Bag filter control room | 00CYP016 | PRODUCTION
00CYP017-E01 | Camera, Unit#1 PAF & OAF area | 00CYP017 | PRODUCTION
00CYP018-E01 | Camera, Unit#2 PAF & OAF area | 00CYP018 | PRODUCTION
00CYP019-E01 | Camera, WTP area | 00CYP019 | PRODUCTION
00CYP020-E01 | Camera, WTP area | 00CYP020 | PRODUCTION
00CYP021-E01 | Camera, Gate -3 | 00CYP021 | PRODUCTION
00CYP022-E01 | Camera, Intake area | 00CYP022 | PRODUCTION
00CYP023-E01 | Camera, Intake area | 00CYP023 | PRODUCTION
00CYP024-E01 | Camera, Unit-1 Flight chain conveyor | 00CYP024 | PRODUCTION
00CYP025-E01 | Camera, Unit-2 Flight chain conveyor | 00CYP025 | PRODUCTION
00CYP026-E01 | Camera, Transfer tower | 00CYP026 | PRODUCTION
00CYP027-E01 | Camera, Boiler Unit#1 Silo-1 | 00CYP027 | PRODUCTION
00CYP028-E01 | Camera, Boiler Unit#1 Silo-2 | 00CYP028 | PRODUCTION
00CYP029-E01 | Camera, Boiler Unit#1 Silo-1 | 00CYP029 | PRODUCTION
00CYP030-E01 | Camera, Boiler Unit#1 Silo-2 | 00CYP030 | PRODUCTION
00CYP031-E01 | Camera, Unit#1 Fuel transfer chain conveyor-1 | 00CYP031 | PRODUCTION
00CYP032-E01 | Camera, Unit#1 Fuel transfer chain conveyor-2 | 00CYP032 | PRODUCTION
00CYP033-E01 | Camera, Unit#2 Fuel transfer chain conveyor-1 | 00CYP033 | PRODUCTION
00CYP034-E01 | Camera, Unit#2 Fuel transfer chain conveyor-2 | 00CYP034 | PRODUCTION
00CYP035-E01 | Camera, Unit#1 Deareator Floor area | 00CYP035 | PRODUCTION
00CYP036-E01 | Camera, Unit#2 Deareator Floor area | 00CYP036 | PRODUCTION
00CYP037-E01 | Camera, Unit#1 BFP area | 00CYP037 | PRODUCTION
00CYP038-E01 | Camera, Unit#1 Generator area | 00CYP038 | PRODUCTION
00CYP039-E01 | Camera, Unit#2 BFP area | 00CYP039 | PRODUCTION
00CYP040-E01 | Camera, Unit#2 Generator area | 00CYP040 | PRODUCTION
00CYP041-E01 | Camera, Unit#1 Boiler Drum Left side | 00CYP041 | PRODUCTION
00CYP042-E01 | Camera, Unit#1 Boiler Drum Right side | 00CYP042 | PRODUCTION
00CYP043-E01 | Camera, Unit#1 Boiler Burner -1 | 00CYP043 | PRODUCTION
00CYP044-E01 | Camera, Unit#1 Boiler Burner -2 | 00CYP044 | PRODUCTION
00CYP045-E01 | Camera, Unit#2 Boiler Drum Left side | 00CYP045 | PRODUCTION
00CYP046-E01 | Camera, Unit#2 Boiler Drum Right side | 00CYP046 | PRODUCTION
00CYP047-E01 | Camera, Unit#2 Boiler Burner -1 | 00CYP047 | PRODUCTION
00CYP048-E01 | Camera, Unit#2 Boiler Burner -2 | 00CYP048 | PRODUCTION
10MAV10AC010KC | Lube Oil Plate Heat Exchanger | 10MAV10AC010 | PRODUCTION
10MAV10AC020KC | Lube Oil Plate Heat Exchanger | 10MAV10AC020 | PRODUCTION
10PGA45AC101KC | Plate Heat Exchanger for DM Cooling Water system-1 | 10PGA45AC101 | PRODUCTION |  | 125233-1 | GXP-042-L-5-NR-75
20PGA45AC101KC | Plate Heat Exchanger for DM Cooling Water system -2 | 20PGA45AC101 | PRODUCTION |  | 125233-1 | GXP-042-L-5-NR-75
10PGA45AC102KC | DM Cooling Water Plate Heat Exchanger 2 | 10PGA45AC102 | PRODUCTION |  | 125233-1 | GXP-042-L-5-NR-75
20PGA45AC102KC | DM Cooling Water Plate Heat Exchanger 2 | 20PGA45AC102 | PRODUCTION |  | 125233-1 | GXP-042-L-5-NR-75
10PAD10CT101-U01 | Temperature Transmitter | 10PAD10CT101 | PRODUCTION |  |  | TMT82- AAA3CB1A1 AAA1F1
20PAD10CT101-U01 | Temperature Transmitter | 20PAD10CT101 | PRODUCTION |  |  | TMT82- AAA3CB1A1 AAA1F1
10PAD10CT102-U01 | Temperature Transmitter | 10PAD10CT102 | PRODUCTION |  |  | TMT82- AAA3CB1A1 AAA1F1
20PAD10CT102-U01 | Temperature Transmitter | 20PAD10CT102 | PRODUCTION |  |  | TMT82- AAA3CB1A1 AAA1F1
10PAD10CT103-U01 | Temperature Transmitter | 10PAD10CT103 | PRODUCTION |  |  | TMT82- AAA3CB1A1 AAA1F1
20PAD10CT103-U01 | Temperature Transmitter | 20PAD10CT103 | PRODUCTION |  |  | TMT82- AAA3CB1A1 AAA1F1
10PAD10CT104-U01 | Temperature Transmitter | 10PAD10CT104 | PRODUCTION |  |  | TMT82- AAA3CB1A1 AAA1F1
20PAD10CT104-U01 | Temperature Transmitter | 20PAD10CT104 | PRODUCTION |  |  | TMT82- AAA3CB1A1 AAA1F1
10PAD10CT105-U01 | Temperature Transmitter | 10PAD10CT105 | PRODUCTION |  |  | TMT82- AAA3CB1A1 AAA1F1
20PAD10CT105-U01 | Temperature Transmitter | 20PAD10CT105 | PRODUCTION |  |  | TMT82- AAA3CB1A1 AAA1F1
10PAD10CT106-U01 | Temperature Transmitter | 10PAD10CT106 | PRODUCTION |  |  | TMT82- AAA3CB1A1 AAA1F1
20PAD10CT106-U01 | Temperature Transmitter | 20PAD10CT106 | PRODUCTION |  |  | TMT82- AAA3CB1A1 AAA1F1
10PAD10CT107-U01 | Temperature Transmitter | 10PAD10CT107 | PRODUCTION |  |  | TMT82- AAA3CB1A1 AAA1F1
20PAD10CT107-U01 | Temperature Transmitter | 20PAD10CT107 | PRODUCTION |  |  | TMT82- AAA3CB1A1 AAA1F1
10PAD10CT108-U01 | Temperature Transmitter | 10PAD10CT108 | PRODUCTION |  |  | TMT82- AAA3CB1A1 AAA1F1
20PAD10CT108-U01 | Temperature Transmitter | 20PAD10CT108 | PRODUCTION |  |  | TMT82- AAA3CB1A1 AAA1F1
10PAD10CT109-U01 | Temperature Transmitter | 10PAD10CT109 | PRODUCTION |  |  | TMT82- AAA3CB1A1 AAA1F1
20PAD10CT109-U01 | Temperature Transmitter | 20PAD10CT109 | PRODUCTION |  |  | TMT82- AAA3CB1A1 AAA1F1
10PAD10CT110-U01 | Temperature Transmitter | 10PAD10CT110 | PRODUCTION |  |  | TMT82- AAA3CB1A1 AAA1F1
20PAD10CT110-U01 | Temperature Transmitter | 20PAD10CT110 | PRODUCTION |  |  | TMT82- AAA3CB1A1 AAA1F1
10MAV10AP120KP | Auxiliary Oil Pump | 10MAV10AP120 | PRODUCTION |  |  | T3ST-110/42
20MAV10AP120KP | Auxiliary Oil Pump | 20MAV10AP120 | PRODUCTION |  |  | T3ST-110/42
00GHE59AT001-E | Emergency Shower - Dm plant chemical unloading area | 00GHE59AT001 | PRODUCTION |  |  | SHOWER WITH EYE WASH | SS304
00EGB04ST001KA | SIMPLEX STRAINER | 00EGB04ST001 | PRODUCTION
00EGB04ST002KA | SIMPLEX STRAINER | 00EGB04ST002 | PRODUCTION
00GAA09AA901KA | Pontoon Foot valve 1 | 00GAA09AA901 | PRODUCTION |  |  | Lift Type | Bronze
00GAA10AA901KA | Pontoon Foot valve 2 | 00GAA10AA901 | PRODUCTION |  |  | Lift Type | Bronze
00GAA11AA901KA | Pontoon Foot valve 3 | 00GAA11AA901 | PRODUCTION |  |  | Lift Type | Bronze
00GBN01CL201-F01 | Level Switch | 00GBN01CL201 | PRODUCTION |  |  | 40HWP/4334/6/GSA/SDW/5 | SS316
00GBN01CL501QP | Level Gauge | 00GBN01CL501 | PRODUCTION |  |  | GTLG-1000-850-VA2500-D | PP
00GBN01CL502QP | Level Gauge | 00GBN01CL502 | PRODUCTION |  |  | GTLG-1000-850-VA2500-D | PP
00GBN02CL201-F01 | Level Switch | 00GBN02CL201 | PRODUCTION |  |  | 40HWP/4334/6/GSA/SDW/5 | SS316
00GBN59CL201-F01 | Level Switch | 00GBN59CL201 | PRODUCTION |  |  | 40HWP/4334/7/GPA/SDW/4 | PP
00GBN59CL202-F01 | Level Switch | 00GBN59CL202 | PRODUCTION |  |  | 40HWP/4334/7/GPA/SDW/4 | PP
00GBN59CL203-F01 | Level Switch | 00GBN59CL203 | PRODUCTION |  |  | 40HWP/4334/7/GPA/SDW/4 | PP
00QM02AP001-M01 | Air Washer Circulating Pump-2 Motor | 00QM02AP001 | PRODUCTION
00GBN59CL204-F01 | Level Switch | 00GBN59CL204 | PRODUCTION |  |  | 40HWP/4334/7/GPA/SDW/4 | PP
00GBN59CL205-F01 | Level Switch | 00GBN59CL205 | PRODUCTION |  |  | 40HWP/4334/7/GPA/SDW/4 | PP
00GBN59CL206-F01 | Level Switch | 00GBN59CL206 | PRODUCTION |  |  | 40HWP/4334/7/GPA/SDW/4 | PP
00GBN59CL207-F01 | Level Switch | 00GBN59CL207 | PRODUCTION |  |  | 40HWP/4334/7/GPA/SDW/4 | PP
00GBN59CL208-F01 | Level Switch | 00GBN59CL208 | PRODUCTION |  |  | 40HWP/4334/7/GPA/SDW/4 | PP
00GBN59CL501QP | Level Gauge | 00GBN59CL501 | PRODUCTION |  |  | GTLG-730-580-VA2500-D | PP
00GBN59CL502QP | Level Gauge | 00GBN59CL502 | PRODUCTION |  |  | GTLG-730-580-VA2500-D | PP
00GBN59CL503QP | Level Gauge | 00GBN59CL503 | PRODUCTION |  |  | GTLG-730-580-VA2500-D | PP
00GBN59CL504QP | Level Gauge | 00GBN59CL504 | PRODUCTION |  |  | GTLG-730-580-VA2500-D | PP
00GBN59CL505QP | Level Gauge | 00GBN59CL505 | PRODUCTION |  |  | GTLG-730-580-VA2500-D | PP
00GBN59CL506QP | Level Gauge | 00GBN59CL506 | PRODUCTION |  |  | GTLG-730-580-VA2500-D | PP
00GBN59CL507QP | Level Gauge | 00GBN59CL507 | PRODUCTION |  |  | GTLG-900-750-VA2500-D | PP
00GBN59CL508QP | Level Gauge | 00GBN59CL508 | PRODUCTION |  |  | GTLG-900-750-VA2500-D | PP
00GBN59CL509QP | Level Gauge | 00GBN59CL509 | PRODUCTION |  |  | GTLG-730-580-VA2500-D | PP
00GBN59CL510QP | Level Gauge | 00GBN59CL510 | PRODUCTION |  |  | GTLG-730-580-VA2500-D | PP
00GBN59CL511QP | Level Gauge | 00GBN59CL511 | PRODUCTION |  |  | GTLG-730-580-VA2500-D | PP
00GBN59CL512QP | Level Gauge | 00GBN59CL512 | PRODUCTION |  |  | GTLG-730-580-VA2500-D | PP
00GBN59CL513QP | Level Gauge | 00GBN59CL513 | PRODUCTION |  |  | GTLG-730-580-VA2500-D | PP
00GBN59CL514QP | Level Gauge | 00GBN59CL514 | PRODUCTION |  |  | GTLG-730-580-VA2500-D | PP
00GBN59CL515QP | Level Gauge | 00GBN59CL515 | PRODUCTION |  |  | GTLG-900-750-VA2500-D | PP
00GBN59CL516QP | Level Gauge | 00GBN59CL516 | PRODUCTION |  |  | GTLG-900-750-VA2500-D | PP
00GBS59CL201-F01 | Level Switch | 00GBS59CL201 | PRODUCTION |  |  | 40HWP/4334/7/GPA/SDW/4 | PP
00GCB59CL201-F01 | Level Switch | 00GCB59CL201 | PRODUCTION |  |  | 40HWP/433/6/GSA/SDW/5 | SS316
00GCF59CL201-F01 | Level Switch | 00GCF59CL201 | PRODUCTION |  |  | 40HWP/433/6/GSA/SDW/5 | SS316
00GCF59CL501QP | Level Gauge | 00GCF59CL501 | PRODUCTION |  |  | GTLG-900-750-VA2500-D | PP
00GCF59CL502QP | Level Gauge | 00GCF59CL502 | PRODUCTION |  |  | GTLG-900-750-VA2500-D | PP
00GCF59CL503QP | Level Gauge | 00GCF59CL503 | PRODUCTION |  |  | GTLG-900-750-VA2500-D | PP
00GCF59CL504QP | Level Gauge | 00GCF59CL504 | PRODUCTION |  |  | GTLG-900-750-VA2500-D | PP
00GCN59CL201-F01 | Level Switch | 00GCN59CL201 | PRODUCTION |  |  | 40HWP/4334/7/GPA/SDW/4 | PP
00GCN59CL202-F01 | Level Switch | 00GCN59CL202 | PRODUCTION |  |  | 40HWP/4334/7/GPA/SDW/4 | PP
00GCN59CL203-F01 | Level Switch | 00GCN59CL203 | PRODUCTION |  |  | 40HWP/4334/5/GSA/SDW/2 | SS316
00GCN59CL204-F01 | Level Switch | 00GCN59CL204 | PRODUCTION |  |  | 40HWP/4334/5/GSA/SDW/2 | SS316
00GCN59CL205-F01 | Level Switch | 00GCN59CL205 | PRODUCTION |  |  | 40HWP/4334/7/GPA/SDW/5 | PP
00GCN59CL206-F01 | Level Switch | 00GCN59CL206 | PRODUCTION |  |  | 40HWP/4334/7/GPA/SDW/5 | PP
00GCN59CL501QP | Level Gauge | 00GCN59CL501 | PRODUCTION |  |  | GTLG-800-650-VA2500-D | PP
00GCN59CL502QP | Level Gauge | 00GCN59CL502 | PRODUCTION |  |  | GTLG-800-650-VA2500-D | PP
00GCN59CL503QP | Level Gauge | 00GCN59CL503 | PRODUCTION |  |  | GTLG-1000-850-VA2500-D | PP
00GCN59CL504QP | Level Gauge | 00GCN59CL504 | PRODUCTION |  |  | GTLG-1000-850-VA2500-D | PP
00GCN59CL505QP | Level Gauge | 00GCN59CL505 | PRODUCTION |  |  | GTLG-1000-850-VA2500-D | PP
00GCN59CL506QP | Level Gauge | 00GCN59CL506 | PRODUCTION |  |  | GTLG-1000-850-VA2500-D | PP
00GCN59CL507QP | Level Gauge | 00GCN59CL507 | PRODUCTION |  |  | GTLG-800-650-VA2500-D | PP
00GCN59CL508QP | Level Gauge | 00GCN59CL508 | PRODUCTION |  |  | GTLG-800-650-VA2500-D | PP
00GCN59CL509QP | Level Gauge | 00GCN59CL509 | PRODUCTION |  |  | GTLG-800-650-VA2500-D | PP
00GCN59CL510QP | Level Gauge | 00GCN59CL510 | PRODUCTION |  |  | GTLG-1000-850-VA2500-D | PP
00GMB59CL201-F01 | Level Switch | 00GMB59CL201 | PRODUCTION |  |  | 40HWP/433/6/GSA/SDW/5 | SS316
10LAA10CL501QP | Level Gauge | 10LAA10CL501 | PRODUCTION |  |  | RLG-1500-1450-041-B-1-5-(3.8)-(180.4)-B-1-H-3-T + RLG-1550-1
20LAA10CL501QP | Level Gauge | 20LAA10CL501 | PRODUCTION |  |  | RLG-1500-1450-041-B-1-5-(3.8)-(180.4)-B-1-H-3-T + RLG-1550-1
10LAD10CL501QP | Level Gauge | 10LAD10CL501 | PRODUCTION |  |  | RLG-1320-1295-220-B-1-5- (12.5)-(291.9)-B-1-H-3-T
20LAD10CL501QP | Level Gauge | 20LAD10CL501 | PRODUCTION |  |  | RLG-1320-1295-220-B-1-5- (12.5)-(291.9)-B-1-H-3-T
10LBF50AA101-B02 | HP Bypassr Control valvee position feedback | 10LBF50AA101 | PRODUCTION |  |  | V18345-102042100H
10LCC10CL501QP | Level Gauge | 10LCC10CL501 | PRODUCTION |  |  | RLG-1300-1295-220-B-1-5-(-0.93)-(89.39)-B-1-H-3-T
20LCC10CL501QP | Level Gauge | 20LCC10CL501 | PRODUCTION |  |  | RLG-1300-1295-220-B-1-5-(-0.93)-(89.39)-B-1-H-3-T
10MAG10CL501QP | Level Gauge | 10MAG10CL501 | PRODUCTION |  |  | RLG-1500-1480-122-B-1-5-(-0.90)-(45.5)-B-1-H-3-T
20MAG10CL501QP | Level Gauge | 20MAG10CL501 | PRODUCTION |  |  | RLG-1500-1480-122-B-1-5-(-0.90)-(45.5)-B-1-H-3-T
10MAM10CL501QP | Level Gauge | 10MAM10CL501 | PRODUCTION |  |  | RLG-450-320-100-B-1-5-0.97-80-c-1-H-2-T
20MAM10CL501QP | Level Gauge | 20MAM10CL501 | PRODUCTION |  |  | RLG-450-320-100-B-1-5-0.97-80-c-1-H-2-T
10MAM10CL502QP | Level Gauge | 10MAM10CL502 | PRODUCTION |  |  | 40HWP/74S/SSW/E3-IV
20MAM10CL502QP | Level Gauge | 20MAM10CL502 | PRODUCTION |  |  | 40HWP/74S/SSW/E3-IV
10PAD10CL201-F01 | Level Switch | 10PAD10CL201 | PRODUCTION |  |  | 40HWP/54F/ SDW/I
20PAD10CL201-F01 | Level Switch | 20PAD10CL201 | PRODUCTION |  |  | 40HWP/54F/ SDW/I
10PAD10CL202-F01 | Level Switch | 10PAD10CL202 | PRODUCTION |  |  | 40HWP/54F/ SDW/I
20PAD10CL202-F01 | Level Switch | 20PAD10CL202 | PRODUCTION |  |  | 40HWP/54F/ SDW/I
10PAD10CL203-F01 | Level Switch | 10PAD10CL203 | PRODUCTION |  |  | 40HWP/54F/ SDW/I
20PAD10CL203-F01 | Level Switch | 20PAD10CL203 | PRODUCTION |  |  | 40HWP/54F/ SDW/I
10PAD10CL204-F01 | Level Switch | 10PAD10CL204 | PRODUCTION |  |  | 40HWP/54F/ SDW/I
20PAD10CL204-F01 | Level Switch | 20PAD10CL204 | PRODUCTION |  |  | 40HWP/54F/ SDW/I
10PAD10CL205-F01 | Level Switch | 10PAD10CL205 | PRODUCTION |  |  | 40HWP/54F/ SDW/I
20PAD10CL205-F01 | Level Switch | 20PAD10CL205 | PRODUCTION |  |  | 40HWP/54F/ SDW/I
10PAD10CL206-F01 | Level Switch | 10PAD10CL206 | PRODUCTION |  |  | 40HWP/54F/ SDW/I
20PAD10CL206-F01 | Level Switch | 20PAD10CL206 | PRODUCTION |  |  | 40HWP/54F/ SDW/I
10PBE10CL201-F01 | Level Switch | 10PBE10CL201 | PRODUCTION |  |  | 40HWP-54S-SDW-E4-IV
20PBE10CL201-F01 | Level Switch | 20PBE10CL201 | PRODUCTION |  |  | 40HWP-54S-SDW-E4-IV
10PBE10CL202-F01 | Level Switch | 10PBE10CL202 | PRODUCTION |  |  | 40HWP-54S-SDW-E4-IV
20PBE10CL202-F01 | Level Switch | 20PBE10CL202 | PRODUCTION |  |  | 40HWP-54S-SDW-E4-IV
10PBE10CL501QP | Level Gauge | 10PBE10CL501 | PRODUCTION |  |  | RLG-1150-1145-031-VA2500
20PBE10CL501QP | Level Gauge | 20PBE10CL501 | PRODUCTION |  |  | RLG-1150-1145-031-VA2500
10PBE10CL502QP | Level Gauge | 10PBE10CL502 | PRODUCTION |  |  | RLG-1150-1145-031-VA2500
20PBE10CL502QP | Level Gauge | 20PBE10CL502 | PRODUCTION |  |  | RLG-1150-1145-031-VA2500
10PBE20CL201-F01 | Level Switch | 10PBE20CL201 | PRODUCTION |  |  | 40HWP-54S-SDW-E4-IV
20PBE20CL201-F01 | Level Switch | 20PBE20CL201 | PRODUCTION |  |  | 40HWP-54S-SDW-E4-IV
10PBE20CL202-F01 | Level Switch | 10PBE20CL202 | PRODUCTION |  |  | 40HWP-54S-SDW-E4-IV
20PBE20CL202-F01 | Level Switch | 20PBE20CL202 | PRODUCTION |  |  | 40HWP-54S-SDW-E4-IV
10PBE20CL501QP | Level Gauge | 10PBE20CL501 | PRODUCTION |  |  | RLG-1150-1145-031-VA2500
20PBE20CL501QP | Level Gauge | 20PBE20CL501 | PRODUCTION |  |  | RLG-1150-1145-031-VA2500
10PBE20CL502QP | Level Gauge | 10PBE20CL502 | PRODUCTION |  |  | RLG-1150-1145-031-VA2500
20PBE20CL502QP | Level Gauge | 20PBE20CL502 | PRODUCTION |  |  | RLG-1150-1145-031-VA2500
00SGA01CL501QP | Level Gauge | 00SGA01CL501 | PRODUCTION |  |  | DG-S-2-0-3-N-W
00SGA01CL502QP | Level Gauge | 00SGA01CL502 | PRODUCTION |  |  | DG-S-2-0-3-N-W
00GBC59AA103KA | Ball Valve | 00GBC59AA103 | PRODUCTION |  |  | BL0104 | CS
00GBD59AA303KA | Ball Valve | 00GBD59AA303 | PRODUCTION |  |  | 800# | CS
00GBN59AA121KA | Ball Valve | 00GBN59AA121 | PRODUCTION |  |  | CS Threaded FNPT 800# | CS
00GBN59AA122KA | Ball Valve | 00GBN59AA122 | PRODUCTION |  |  | CS Threaded FNPT 800# | CS
00GBN59AA123KA | Ball Valve | 00GBN59AA123 | PRODUCTION |  |  | CS Threaded FNPT 800# | CS
00GBN59AA124KA | Ball Valve | 00GBN59AA124 | PRODUCTION |  |  | CS Threaded FNPT 800# | CS
00GBN59AA125KA | Ball Valve | 00GBN59AA125 | PRODUCTION |  |  | BL0104 | CS
00GBN59AA126KA | Ball Valve | 00GBN59AA126 | PRODUCTION |  |  | BL0104 | CS
00GBN59AA127KA | Ball Valve | 00GBN59AA127 | PRODUCTION |  |  | 150# | CS
00GBN59AA128KA | Ball Valve | 00GBN59AA128 | PRODUCTION |  |  | BL0104 | CS
00GBN59AA129KA | Ball Valve | 00GBN59AA129 | PRODUCTION |  |  | BL0104 | CS
00GBN59AA130KA | Ball Valve | 00GBN59AA130 | PRODUCTION |  |  | 800# | CS
00GBN59AA315KA | Ball Valve | 00GBN59AA315 | PRODUCTION |  |  | BL0104 | CS
00GBN59AA316KA | Ball Valve | 00GBN59AA316 | PRODUCTION |  |  | BL0104 | CS
00GBN59AA318KA | Ball Valve | 00GBN59AA318 | PRODUCTION |  |  | BL0104 | CS
00GBN59AA319KA | Ball Valve | 00GBN59AA319 | PRODUCTION |  |  | BL0104 | CS
00GBN59AA320KA | Ball Valve | 00GBN59AA320 | PRODUCTION |  |  | BL0104 | CS
00GBN59AA321KA | Ball Valve | 00GBN59AA321 | PRODUCTION |  |  | BL0104 | CS
00GBN59AA409KA | Ball Valve | 00GBN59AA409 | PRODUCTION |  |  | 150# | CS
00GBN59AA410KA | Ball Valve | 00GBN59AA410 | PRODUCTION |  |  | 150# | CS
00GBN59AA411KA | Ball Valve | 00GBN59AA411 | PRODUCTION |  |  | 150# | CS
00GBN59AA412KA | Ball Valve | 00GBN59AA412 | PRODUCTION |  |  | 150# | CS
00GBN59AA605KA | Ball Valve | 00GBN59AA605 | PRODUCTION |  |  | CS Threaded FNPT 800# | CS
00GBN59AA606KA | Ball Valve | 00GBN59AA606 | PRODUCTION |  |  | BL0104 | CS
00GBS59AA303KA | Ball Valve | 00GBS59AA303 | PRODUCTION |  |  | BL0104 | CS
00GBS59AA402KA | Knife Edge Gate Valve | 00GBS59AA402 | PRODUCTION |  |  | PN 10 | CS
00GBS59AA404KA | Knife Edge Gate Valve | 00GBS59AA404 | PRODUCTION |  |  | PN 10 | CS
00GBS59AA705KA | Non Return Valve (Swing Check valve) | 00GBS59AA705 | PRODUCTION |  |  | CS Flanged, ANSI B 16.5,150# 150# | CS
00GBS59AA708KA | Non Return Valve (Ball Check Valve) | 00GBS59AA708 | PRODUCTION |  |  | CPVC SW, Solvent Cement Joint PN 16 | CS
00GBS59AA731KA | Non Return Valve (Swing Check valve) | 00GBS59AA731 | PRODUCTION |  |  | 150# | CS
00GBS59AA732KA | Non Return Valve (Swing Check valve) | 00GBS59AA732 | PRODUCTION |  |  | 150# | CS
00GCB59AA301KA | Ball Valve | 00GCB59AA301 | PRODUCTION |  |  | BL0104 | CS
00GCB59AA302KA | Ball Valve | 00GCB59AA302 | PRODUCTION |  |  | BL0104 | CS
00GCB59AA305KA | Ball Valve | 00GCB59AA305 | PRODUCTION |  |  | BL0104 | CS
00GCB59AA306KA | Ball Valve | 00GCB59AA306 | PRODUCTION |  |  | BL0104 | CS
00GCB59AA307KA | Ball Valve | 00GCB59AA307 | PRODUCTION |  |  | BL0104 | CS
00GCB59AA308KA | Ball Valve | 00GCB59AA308 | PRODUCTION |  |  | BL0104 | CS
00GCB59AA311KA | Ball Valve | 00GCB59AA311 | PRODUCTION |  |  | BL0104 | CS
00GCB59AA312KA | Ball Valve | 00GCB59AA312 | PRODUCTION |  |  | BL0104 | CS
00GCB59AA313KA | Ball Valve | 00GCB59AA313 | PRODUCTION |  |  | BL0104 | CS
00GCB59AA314KA | Ball Valve | 00GCB59AA314 | PRODUCTION |  |  | BL0104 | CS
00GCB59AA317KA | Ball Valve | 00GCB59AA317 | PRODUCTION |  |  | BL0104 | CS
00GCB59AA318KA | Ball Valve | 00GCB59AA318 | PRODUCTION |  |  | BL0104 | CS
00GCB59AA319KA | Ball Valve | 00GCB59AA319 | PRODUCTION |  |  | BL0104 | CS
00GCB59AA320KA | Ball Valve | 00GCB59AA320 | PRODUCTION |  |  | BL0104 | CS
00GCB59AA322KA | Ball Valve | 00GCB59AA322 | PRODUCTION |  |  | BL0104 | CS
00GCB59AA323KA | Ball Valve | 00GCB59AA323 | PRODUCTION |  |  | BL0104 | CS
00GCB59AA324KA | Ball Valve | 00GCB59AA324 | PRODUCTION |  |  | BL0104 | CS
00GCB59AA325KA | Ball Valve | 00GCB59AA325 | PRODUCTION |  |  | BL0104 | CS
00GCB59AA326KA | Ball Valve | 00GCB59AA326 | PRODUCTION |  |  | BL0104 | CS
00GCB59AA327KA | Ball Valve | 00GCB59AA327 | PRODUCTION |  |  | BL0104 | CS
00GCB59AA328KA | Ball Valve | 00GCB59AA328 | PRODUCTION |  |  | BL0104 | CS
00GCB59AA601KA | Ball Valve | 00GCB59AA601 | PRODUCTION |  |  | BL0104 | CS
00GCB59AA602KA | Ball Valve | 00GCB59AA602 | PRODUCTION |  |  | BL0104 | CS
00GCB59AA603KA | Ball Valve | 00GCB59AA603 | PRODUCTION |  |  | BL0104 | CS
00GCB59AA604KA | Ball Valve | 00GCB59AA604 | PRODUCTION |  |  | BL0104 | CS
00GCB59AA605KA | Ball Valve | 00GCB59AA605 | PRODUCTION |  |  | BL0104 | CS
00GCB59AA606KA | Ball Valve | 00GCB59AA606 | PRODUCTION |  |  | BL0104 | CS
00GCB59AA607KA | Ball Valve | 00GCB59AA607 | PRODUCTION |  |  | BL0104 | CS
00GCB59AA608KA | Ball Valve | 00GCB59AA608 | PRODUCTION |  |  | BL0104 | CS
00GCB59AA609KA | Ball Valve | 00GCB59AA609 | PRODUCTION |  |  | BL0104 | CS
00GCB59AA610KA | Ball Valve | 00GCB59AA610 | PRODUCTION |  |  | BL0104 | CS
00GCB59AA611KA | Ball Valve | 00GCB59AA611 | PRODUCTION |  |  | BL0104 | CS
00GCB59AA612KA | Ball Valve | 00GCB59AA612 | PRODUCTION |  |  | BL0104 | CS
00GCC59AA301KA | Ball Valve | 00GCC59AA301 | PRODUCTION |  |  | BL0104 | CS
00GCC59AA302KA | Ball Valve | 00GCC59AA302 | PRODUCTION |  |  | BL0104 | CS
00GCC59AA303KA | Ball Valve | 00GCC59AA303 | PRODUCTION |  |  | BL0104 | CS
00GCC59AA304KA | Ball Valve | 00GCC59AA304 | PRODUCTION |  |  | BL0104 | CS
00GCC59AA305KA | Ball Valve | 00GCC59AA305 | PRODUCTION |  |  | BL0104 | CS
00GCC59AA306KA | Ball Valve | 00GCC59AA306 | PRODUCTION |  |  | CS Manual,Ball Valve Threaded FNPT | CS
00GCF59AA703KA | Non Return Valve (Swing Check valve) | 00GCF59AA703 | PRODUCTION |  |  |  | CS
00GCF59AA704KA | Non Return Valve (Swing Check valve) | 00GCF59AA704 | PRODUCTION |  |  |  | CS
00GHE59AA003KA | Ball Valve | 00GHE59AA003 | PRODUCTION |  |  | CS Threaded FNPT 800# | CS
00GHE59AA004KA | Ball Valve | 00GHE59AA004 | PRODUCTION |  |  | CS Threaded FNPT 800# | CS
00GHE59AA006KA | Ball Valve | 00GHE59AA006 | PRODUCTION |  |  | 800# | CS
00GHE59AA007KA | Ball Valve | 00GHE59AA007 | PRODUCTION |  |  | 800# | CS
00GHE59AA009KA | Ball Valve | 00GHE59AA009 | PRODUCTION |  |  | 150# | CS
00GHE59AA010KA | Ball Valve | 00GHE59AA010 | PRODUCTION |  |  | BL0104 | CS
00GHE59AA011KA | Ball Valve | 00GHE59AA011 | PRODUCTION |  |  | BL0104 | CS
00GHE59AA012KA | Ball Valve | 00GHE59AA012 | PRODUCTION |  |  | BL0104 | CS
00GHE59AA013KA | Ball Valve | 00GHE59AA013 | PRODUCTION |  |  | BL0104 | CS
00GHE59AA015KA | Ball Valve | 00GHE59AA015 | PRODUCTION |  |  | 800# | CS
00GMA59AA101KA | Non Return Valve (Swing Check valve) | 00GMA59AA101 | PRODUCTION |  |  | PN 16 | CS
00GMA59AA103KA | Ball Valve | 00GMA59AA103 | PRODUCTION |  |  | BL0104 | CS
00GMA59AA301KA | Ball Valve | 00GMA59AA301 | PRODUCTION |  |  | BL0104 | CS
00GMA59AA302KA | Ball Valve | 00GMA59AA302 | PRODUCTION |  |  | BL0104 | CS
00GMA59AA402KA | Ball Valve | 00GMA59AA402 | PRODUCTION |  |  | BL0104 | CS
00GMA59AA403KA | Ball Valve | 00GMA59AA403 | PRODUCTION |  |  | BL0104 | CS
00GMA59AA601KA | Ball Valve | 00GMA59AA601 | PRODUCTION |  |  | BL0104 | CS
00GMA59AA602KA | Ball Valve | 00GMA59AA602 | PRODUCTION |  |  | BL0104 | CS
00GMA59AA702KA | Non Return Valve (Swing Check valve) | 00GMA59AA702 | PRODUCTION |  |  | PN 16 | CS
00GMA59AA703KA | Non Return Valve (Swing Check valve) | 00GMA59AA703 | PRODUCTION |  |  | 150# | CS
00GMB59AA101KA | Butterfly Valve | 00GMB59AA101 | PRODUCTION |  |  | PN 16 | CS
00GMB59AA107KA | Non Return Valve (Swing Check valve) | 00GMB59AA107 | PRODUCTION |  |  | PN 16 | CS
00GMB59AA108KA | Non Return Valve (Swing Check valve) | 00GMB59AA108 | PRODUCTION |  |  | PN 16 | CS
00GMB59AA254KA | Butterfly Valve | 00GMB59AA254 | PRODUCTION |  |  | PN 16 | CS
00GMB59AA256KA | Butterfly Valve | 00GMB59AA256 | PRODUCTION |  |  | PN 16 | CS
00GMB59AA261KA | Butterfly Valve | 00GMB59AA261 | PRODUCTION |  |  | PN 16 | CS
00GMB59AA263KA | Butterfly Valve | 00GMB59AA263 | PRODUCTION |  |  | PN 16 | CS
00GMB59AA301KA | Ball Valve | 00GMB59AA301 | PRODUCTION |  |  | BL0104 | CS
00GMB59AA303KA | Ball Valve | 00GMB59AA303 | PRODUCTION |  |  | BL0104 | CS
00GMB59AA304KA | Ball Valve | 00GMB59AA304 | PRODUCTION |  |  | BL0104 | CS
00GMB59AA305KA | Ball Valve | 00GMB59AA305 | PRODUCTION |  |  | BL0104 | CS
00GMB59AA306KA | Ball Valve | 00GMB59AA306 | PRODUCTION |  |  | BL0104 | CS
00GMB59AA307KA | Ball Valve | 00GMB59AA307 | PRODUCTION |  |  | BL0104 | CS
00GMB59AA308KA | Ball Valve | 00GMB59AA308 | PRODUCTION |  |  | BL0104 | CS
00GMB59AA309KA | Ball Valve | 00GMB59AA309 | PRODUCTION |  |  | BL0104 | CS
00GMB59AA310KA | Ball Valve | 00GMB59AA310 | PRODUCTION |  |  | BL0104 | CS
00GMB59AA601KA | Ball Valve | 00GMB59AA601 | PRODUCTION |  |  | BL0104 | CS
00GMB59AA602KA | Ball Valve | 00GMB59AA602 | PRODUCTION |  |  | BL0104 | CS
00GMB59AA603KA | Ball Valve | 00GMB59AA603 | PRODUCTION |  |  | BL0104 | CS
00GMB59AA604KA | Ball Valve | 00GMB59AA604 | PRODUCTION |  |  | BL0104 | CS
00GMB59AA605KA | Ball Valve | 00GMB59AA605 | PRODUCTION |  |  | BL0104 | CS
00GMB59AA606KA | Ball Valve | 00GMB59AA606 | PRODUCTION |  |  | BL0104 | CS
00GMB59AA607KA | Ball Valve | 00GMB59AA607 | PRODUCTION |  |  | BL0104 | CS
00GMB59AA608KA | Ball Valve | 00GMB59AA608 | PRODUCTION |  |  | BL0104 | CS
00GMB59AA609KA | Ball Valve | 00GMB59AA609 | PRODUCTION |  |  | BL0104 | CS
00GMB59AA610KA | Ball Valve | 00GMB59AA610 | PRODUCTION |  |  | BL0104 | CS
00GMC59AA251KA | Butterfly Valve | 00GMC59AA251 | PRODUCTION |  |  | CS Wafer Style, Drilling to Suit ANSI B16.5, 150# PN 16 | CS
00GMC59AA302KA | Ball Valve | 00GMC59AA302 | PRODUCTION |  |  | CS Threaded FNPT 800# | CS
00GMC59AA303KA | Ball Valve | 00GMC59AA303 | PRODUCTION |  |  | CS Threaded FNPT 800# | CS
10HNA50CQ001-U01 | Flue gas humidity transmitter | 10HNA50CQ001 | PRODUCTION |  |  | HMT330820A101BCAE200B2ACNBAA1
20HNA50CQ001-U01 | Flue gas humidity transmitter | 20HNA50CQ001 | PRODUCTION |  |  | HMT330820A101BCAE200B2ACNBAA1
00PAE02AP002KP | Level switch | 00PAE02AP002 | PRODUCTION |  |  | 40 HPW/54f/SDW/I
00PAE02AP003KP | Level switch | 00PAE02AP003 | PRODUCTION |  |  | 40 HPW/54f/SDW/I
00PAE02AP004KP | Level switch | 00PAE02AP004 | PRODUCTION |  |  | 40 HPW/54f/SDW/I
00PAE02AP005KP | Level switch | 00PAE02AP005 | PRODUCTION |  |  | 40 HPW/54f/SDW/I
00PAE02AP006KP | Level switch | 00PAE02AP006 | PRODUCTION |  |  | 40 HPW/54f/SDW/I
10QCC10CL101-F01 | Level switch | 10QCC10CL101 | PRODUCTION |  |  | 15NB | SS304
10QCC10CL102-F01 | Level switch | 10QCC10CL102 | PRODUCTION |  |  | 15NB | SS304
10QCC10CL501QP | Level Gauge | 10QCC10CL501 | PRODUCTION |  |  | 25NB | SS304
10QCC10CL502QP | Level Gauge | 10QCC10CL502 | PRODUCTION |  |  | 25NB | SS304
10QCD10CL104-F01 | Level Switch | 10QCD10CL104 | PRODUCTION |  |  | 15NB | SS304
10QCD10CL503QP | Level Gauge | 10QCD10CL503 | PRODUCTION |  |  | 25NB | SS304
10QCD10CL504QP | Level Gauge | 10QCD10CL504 | PRODUCTION |  |  | 25NB | SS304
10BAC10-A | LA, SC & PT PANEL | 10BAC10 | PRODUCTION |  | VV17-155 | 11kV, 50 Hz, 31.5kA/1 Sec, IP54, 75kVP, 1X RAL 7032
20BAC10-A | LA, SC & PT PANEL | 20BAC10 | PRODUCTION |  | VV17-155 | 11kV, 50 Hz, 31.5kA/1 Sec, IP54, 75kVP, 1X RAL 7032
10BAY10-A | GENERATOR TRANSFORMER RELAY PANEL-1 | 10BAY10 | PRODUCTION |  | VV17-155 | IP42, RAL 7035, P642- GT, P643-87OA
20BAY10-A | GENERATOR TRANSFORMER RELAY PANEL-2 | 20BAY10 | PRODUCTION |  | VV17-155 | IP42, RAL 7035, P642- GT, P643-87OA
00BAY30-A | TARRIF METERING PANEL | 00BAY30 | PRODUCTION |  |  | IP31, RAL7035, MAIN & CHECK METERS FOR UNIT 1 & 2
10BBY10-A | UNIT AUXILIARY TRANSFORMER RELAY PANEL-1 | 10BBY10 | PRODUCTION |  |  | IP42, RAL 7035 , P642-UAT
20BBY10-A | UNIT AUXILIARY TRANSFORMER RELAY PANEL-1 | 20BBY10 | PRODUCTION |  |  | IP42, RAL 7035 , P642-UAT
10QCC10AP001KP | Hydrazine dosing pump 1 | 10QCC10AP001 | PRODUCTION |  |  | DIAPHRAGM | SS316
10QCC10AP002KP | Hydrazine dosing pump 2 | 10QCC10AP002 | PRODUCTION |  |  | DIAPHRAGM | SS316
10QCD10AP003KP | Ammonia Dosing Pump 1 | 10QCD10AP003 | PRODUCTION |  |  | DIAPHRAGM
10QCD10AP004KP | Ammonia Dosing Pump 4 | 10QCD10AP004 | PRODUCTION |  |  | DIAPHRAGM
10BAT10-T | GENERATOR TRANSFORMER #1 | 10BAT10 | PRODUCTION |  | 22863/1 | 3-phase oil immersed ,40/50 MVA, 230/11kV
20BAT10-T | GENERATOR TRANSFORMER #2 | 20BAT10 | PRODUCTION |  | 22863/2 | 3-phase oil immersed hermetically sealed,40/50 MVA, 230/11kV | Winding conductor:COPPER
10BAY20-A | RTCC PANEL FOR GT-1 | 10BAY20 | PRODUCTION |  | VV17-176 | IP54, RAL 7035
20BAY20-A | RTCC PANEL FOR GT-2 | 20BAY20 | PRODUCTION |  | VV17-176 | IP54, RAL 7035
00GHE59AA105KA | Ball Valve | 00GHE59AA105 | PRODUCTION |  |  | BL0104 | CS
00EBD11AN001-E01 | Dust collector 1, Control console | 00EBD11AN001 | PRODUCTION |  |  | FILCONTROL
00EBD21AN001-E01 | Dust collector 2, Control console | 00EBD21AN001 | PRODUCTION |  |  | FILCONTROL
00EBD30AN001-E01 | Dust collector 3, Control console | 00EBD30AN001 | PRODUCTION |  |  | FILCONTROL
00EBD41AN001-E01 | Dust collector 4, Control console | 00EBD41AN001 | PRODUCTION |  |  | FILCONTROL
00EBD42AN001-E01 | Dust collector 5, Control console | 00EBD42AN001 | PRODUCTION |  |  | FILCONTROL
10HDC50GA103-J01 | Control panel MDPE | 10HDC50GA103 | PRODUCTION
10HTJ20AT001KT | Exhaust air filter | 10HTJ20AT001 | PRODUCTION |  |  | SILAB 24
20HTJ20AT001KT | Exhaust air filter | 20HTJ20AT001 | PRODUCTION |  |  | SILAB 24
00EBD11AN001KN | Centrifugal fan | 00EBD11AN001 | PRODUCTION
00EBD11AN001-M01 | Dust control unit 1, motor | 00EBD11AN001 | PRODUCTION
00EBD21AN001KN | Centrifugal fan | 00EBD21AN001 | PRODUCTION
00EBD21AN001-M01 | Dust collecting units (MID), motor | 00EBD21AN001 | PRODUCTION
00EBD30AN001KN | Centrifugal fan | 00EBD30AN001 | PRODUCTION
00EBD30AN001-M01 | Dust collecting units (MID), motor | 00EBD30AN001 | PRODUCTION
00EBD33AP001-M01 | Lubrication unit for disc screen chains , motor | 00EBD33AP001 | PRODUCTION |  |  | P203-8XN-1K6-230AC-1A1.01-V10
00EBD41AN001KN | Centrifugal fan | 00EBD41AN001 | PRODUCTION
00EBD41AN001-M01 | Dust collecting units (MID), motor | 00EBD41AN001 | PRODUCTION
00EBD42AN001KN | Centrifugal fan | 00EBD42AN001 | PRODUCTION
00EBD42AN001-M01 | Dust collecting units (MID), motor | 00EBD42AN001 | PRODUCTION
10HDC50AN001-M01 | Silo filter blower motor | 10HDC50AN001 | PRODUCTION |  |  | 90L
20HDC50AN001-M01 | Silo filter blower motor | 20HDC50AN001 | PRODUCTION |  |  | 90L
20HDC50GA103-J01 | Control panel MDPE | 20HDC50GA103 | PRODUCTION
10HDC63BR001-M01 | Dry out loading equipment chute motor | 10HDC63BR001 | PRODUCTION |  |  | 80A
20HDC63BR001-M01 | Dry out loading equipment chute motor | 20HDC63BR001 | PRODUCTION |  |  | 80A
10HCB20AT001-M01 | Sootblower 1 - Motor | 10HCB20AT001 | PRODUCTION |  |  | W22 IE3 | Cast iron
20HCB20AT001-M01 | Sootblower 1 - Motor | 20HCB20AT001 | PRODUCTION |  |  | W22 IE3 | Cast iron
10HCB20AT002-M01 | Sootblower 2 - Motor | 10HCB20AT002 | PRODUCTION |  |  | W22 IE3 | Cast iron
20HCB20AT002-M01 | Sootblower 2 - Motor | 20HCB20AT002 | PRODUCTION |  |  | W22 IE3 | Cast iron
10HCB20AT003-M01 | Sootblower 3 - Motor | 10HCB20AT003 | PRODUCTION |  |  | W22 IE3 | Cast iron
20HCB20AT003-M01 | Sootblower 3 - Motor | 20HCB20AT003 | PRODUCTION |  |  | W22 IE3 | Cast iron
10HCB20AT004-M01 | Sootblower 4 - Motor | 10HCB20AT004 | PRODUCTION |  |  | W22 IE3 | Cast iron
20HCB20AT004-M01 | Sootblower 4 - Motor | 20HCB20AT004 | PRODUCTION |  |  | W22 IE3 | Cast iron
10HCB20AT005-M01 | Sootblower 5 - Motor | 10HCB20AT005 | PRODUCTION |  |  | W22 IE3 | Cast iron
20HCB20AT005-M01 | Sootblower 5 - Motor | 20HCB20AT005 | PRODUCTION |  |  | W22 IE3 | Cast iron
10HCB20AT006-M01 | Sootblower 6 - Motor | 10HCB20AT006 | PRODUCTION |  |  | W22 IE3 | Cast iron
20HCB20AT006-M01 | Sootblower 6 - Motor | 20HCB20AT006 | PRODUCTION |  |  | W22 IE3 | Cast iron
10HCB20AT007-M01 | Sootblower 7 - Motor | 10HCB20AT007 | PRODUCTION |  |  | W22 IE3 | Cast iron
20HCB20AT007-M01 | Sootblower 7 - Motor | 20HCB20AT007 | PRODUCTION |  |  | W22 IE3 | Cast iron
10HCB30AT001-M01 | Sootblower 8 - Motor | 10HCB30AT001 | PRODUCTION |  |  | W22 IE3 | Cast iron
20HCB30AT001-M01 | Sootblower 8 - Motor | 20HCB30AT001 | PRODUCTION |  |  | W22 IE3 | Cast iron
10HCB30AT002-M01 | Sootblower 9 - Motor | 10HCB30AT002 | PRODUCTION |  |  | W22 IE3 | Cast iron
20HCB30AT002-M01 | Sootblower 9 - Motor | 20HCB30AT002 | PRODUCTION |  |  | W22 IE3 | Cast iron
10HCB30AT003-M01 | Sootblower 10 - Motor | 10HCB30AT003 | PRODUCTION |  |  | W22 IE3 | Cast iron
20HCB30AT003-M01 | Sootblower 10 - Motor | 20HCB30AT003 | PRODUCTION |  |  | W22 IE3 | Cast iron
10HCB30AT004-M01 | Sootblower 11 - Motor | 10HCB30AT004 | PRODUCTION |  |  | W22 IE3 | Cast iron
20HCB30AT004-M01 | Sootblower 11 - Motor | 20HCB30AT004 | PRODUCTION |  |  | W22 IE3 | Cast iron
10HCB30AT005-M01 | Sootblower 12 - Motor | 10HCB30AT005 | PRODUCTION |  |  | W22 IE3 | Cast iron
20HCB30AT005-M01 | Sootblower 12 - Motor | 20HCB30AT005 | PRODUCTION |  |  | W22 IE3 | Cast iron
10HCB30AT006-M01 | Sootblower 13 - Motor | 10HCB30AT006 | PRODUCTION |  |  | W22 IE3 | Cast iron
20HCB30AT006-M01 | Sootblower 13 - Motor | 20HCB30AT006 | PRODUCTION |  |  | W22 IE3 | Cast iron
10HCB30AT007-M01 | Sootblower 14 - Motor | 10HCB30AT007 | PRODUCTION |  |  | W22 IE3 | Cast iron
20HCB30AT007-M01 | Sootblower 14 - Motor | 20HCB30AT007 | PRODUCTION |  |  | W22 IE3 | Cast iron
10HCB30AT008-M01 | Sootblower 15 - Motor | 10HCB30AT008 | PRODUCTION |  |  | W22 IE3 | Cast iron
20HCB30AT008-M01 | Sootblower 15 - Motor | 20HCB30AT008 | PRODUCTION |  |  | W22 IE3 | Cast iron
10HTE10AE001KW | Hoist(unit 1) | 10HTE10AE001 | PRODUCTION |  |  | CD12T-6M | carbon steel
10HTE10AE001-M01 | Hoist - Motor | 10HTE10AE001 | PRODUCTION |  |  | ZDS/ZDY | Carbon steel
20HTE10AE001KW | Hoist(unit 2) | 20HTE10AE001 | PRODUCTION |  |  | CD12T-6M | carbon steel
20HTE10AE001-M01 | Hoist - Motor | 20HTE10AE001 | PRODUCTION |  |  | ZDS/ZDY | Carbon steel
00EGR34BP001MR | Multistage Orifice Assembly (4 Stages) | 00EGR34BP001 | PRODUCTION |  |  | OEM Proprietory | ASTM A479 TP316
10HAC10CP501QP | Pressure Gauge | 10HAC10CP501 | PRODUCTION |  |  | 910.15
20HAC10CP501QP | Pressure Gauge | 20HAC10CP501 | PRODUCTION |  |  | 910.15
10HAC20CP501QP | Pressure Gauge | 10HAC20CP501 | PRODUCTION |  |  | 910.15
20HAC20CP501QP | Pressure Gauge | 20HAC20CP501 | PRODUCTION |  |  | 910.15
10HAD10CP501QP | Pressure Gauge | 10HAD10CP501 | PRODUCTION |  |  | 910.15
20HAD10CP501QP | Pressure Gauge | 20HAD10CP501 | PRODUCTION |  |  | 910.15
10HAN10CT501QP | Temperature Gauge | 10HAN10CT501 | PRODUCTION
20HAN10CT501QP | Temperature Gauge | 20HAN10CT501 | PRODUCTION
10HAN90CL501QP | Level Gauge | 10HAN90CL501 | PRODUCTION |  |  | Magnetic level gauge ZT3701.00
20HAN90CL501QP | Level Gauge | 20HAN90CL501 | PRODUCTION |  |  | Magnetic level gauge ZT3701.00
10HAN90CP501QP | Pressure Gauge | 10HAN90CP501 | PRODUCTION |  |  | 910.15
20HAN90CP501QP | Pressure Gauge | 20HAN90CP501 | PRODUCTION |  |  | 910.15
10HAN90CT501QP | Temperature Gauge | 10HAN90CT501 | PRODUCTION
20HAN90CT501QP | Temperature Gauge | 20HAN90CT501 | PRODUCTION
10HCB10CP501QP | Pressure Gauge | 10HCB10CP501 | PRODUCTION |  |  | 910.15
20HCB10CP501QP | Pressure Gauge | 20HCB10CP501 | PRODUCTION |  |  | 910.15
10HCB20CP501QP | Pressure Gauge | 10HCB20CP501 | PRODUCTION |  |  | 910.15
20HCB20CP501QP | Pressure Gauge | 20HCB20CP501 | PRODUCTION |  |  | 910.15
10HDB20CP101-F01 | Pressure switch | 10HDB20CP101 | PRODUCTION |  |  | PSM03, 0.5-8 bar | Zinc diecast
20HDB20CP101-F01 | Pressure switch | 20HDB20CP101 | PRODUCTION |  |  | PSM03, 0.5-8 bar | Zinc diecast
10HDB20CP102-F01 | Pressure Switch | 10HDB20CP102 | PRODUCTION |  |  | PSM03, 0.2-2 bar | Zinc diecast
20HDB20CP102-F01 | Pressure Switch | 20HDB20CP102 | PRODUCTION |  |  | PSM03, 0.2-2 bar | Zinc diecast
10HDB20CP103-F01 | Pressure Switch | 10HDB20CP103 | PRODUCTION |  |  | PSM03, 0.5-8 bar | Zinc diecast
20HDB20CP103-F01 | Pressure Switch | 20HDB20CP103 | PRODUCTION |  |  | PSM03, 0.5-8 bar | Zinc diecast
10HDB20CP104-F01 | Pressure Switch | 10HDB20CP104 | PRODUCTION |  |  | PSM03, 0.5-8 bar | Zinc diecast
20HDB20CP104-F01 | Pressure Switch | 20HDB20CP104 | PRODUCTION |  |  | PSM03, 0.5-8 bar | Zinc diecast
10HDC32CP101-F01 | Pressure Switch | 10HDC32CP101 | PRODUCTION |  |  | PSM03, 0.5-8 bar | Zinc diecast
20HDC32CP101-F01 | Pressure switch | 20HDC32CP101 | PRODUCTION |  |  | PSM03, 0.5-8 bar | Zinc diecast
10HDC32CP102-F01 | Pressure Switch | 10HDC32CP102 | PRODUCTION |  |  | PSM03, 0.2-2 bar | Zinc diecast
20HDC32CP102-F01 | Pressure Switch | 20HDC32CP102 | PRODUCTION |  |  | PSM03, 0.2-2 bar | Zinc diecast
10HDC32CP103-F01 | Pressure Switch | 10HDC32CP103 | PRODUCTION |  |  | PSM03, 0.5-8 bar | Zinc diecast
20HDC32CP103-F01 | Pressure Switch | 20HDC32CP103 | PRODUCTION |  |  | PSM03, 0.5-8 bar | Zinc diecast
10HDC32CP104-F01 | Pressure Switch | 10HDC32CP104 | PRODUCTION |  |  | PSM03, 0.5-8 bar | Zinc diecast
20HDC32CP104-F01 | Pressure Switch | 20HDC32CP104 | PRODUCTION |  |  | PSM03, 0.5-8 bar | Zinc diecast
10HDW41CP502QP | Pressure Gauge | 10HDW41CP502 | PRODUCTION |  |  | 910.15
20HDW41CP502QP | Pressure Gauge | 20HDW41CP502 | PRODUCTION |  |  | 910.15
10HDW42CP501QP | Pressure Gauge | 10HDW42CP501 | PRODUCTION |  |  | 910.15
20HDW42CP501QP | Pressure Gauge | 20HDW42CP501 | PRODUCTION |  |  | 910.15
10HDW43CP504QP | Pressure Gauge | 10HDW43CP504 | PRODUCTION |  |  | 910.15
20HDW43CP504QP | Pressure Gauge | 20HDW43CP504 | PRODUCTION |  |  | 910.15
10HDW44CP503QP | Pressure Gauge | 10HDW44CP503 | PRODUCTION |  |  | 910.15
20HDW44CP503QP | Pressure Gauge | 20HDW44CP503 | PRODUCTION |  |  | 910.15
10HFE11CP501QP | Pressure Gauge | 10HFE11CP501 | PRODUCTION |  |  | 910.15
20HFE11CP501QP | Pressure Gauge | 20HFE11CP501 | PRODUCTION |  |  | 910.15
10HFE12CP501QP | Pressure Gauge | 10HFE12CP501 | PRODUCTION |  |  | 910.15
20HFE12CP501QP | Pressure Gauge | 20HFE12CP501 | PRODUCTION |  |  | 910.15
10HFE13CP501QP | Pressure Gauge | 10HFE13CP501 | PRODUCTION |  |  | 910.15
20HFE13CP501QP | Pressure Gauge | 20HFE13CP501 | PRODUCTION |  |  | 910.15
10HFE14CP501QP | Pressure Gauge | 10HFE14CP501 | PRODUCTION |  |  | 910.15
20HFE14CP501QP | Pressure Gauge | 20HFE14CP501 | PRODUCTION |  |  | 910.15
10HJF50CP501QP | Pressure Gauge | 10HJF50CP501 | PRODUCTION |  |  | 910.15
20HJF50CP501QP | Pressure Gauge- Bourdon type | 20HJF50CP501 | PRODUCTION |  |  | 910.15
10HJF50CP502QP | Pressure Gauge | 10HJF50CP502 | PRODUCTION |  |  | 910.15
20HJF50CP502QP | Pressure Gauge- Bourdon type | 20HJF50CP502 | PRODUCTION |  |  | 910.15
10HJF51AA801KA | Root valve | 10HJF51AA801 | PRODUCTION |  |  | 910.11 DIN 16270 | AISI 316
20HJF51AA801KA | Root valve | 20HJF51AA801 | PRODUCTION |  |  | 910.11 DIN 16270 | AISI 316
10HJF51AA811KA | Root valve | 10HJF51AA811 | PRODUCTION |  |  | 910.11 DIN 16270 | AISI 316
20HJF51AA811KA | Root valve | 20HJF51AA811 | PRODUCTION |  |  | 910.11 DIN 16270 | AISI 316
10HJF51AA821KA | Root valve | 10HJF51AA821 | PRODUCTION |  |  | 910.11 DIN 16270 | AISI 316
20HJF51AA821KA | Root valve | 20HJF51AA821 | PRODUCTION |  |  | 910.11 DIN 16270 | AISI 316
10HJF51CP501QP | Pressure Gauge | 10HJF51CP501 | PRODUCTION |  |  | 233.50.100.16 (LM) | AISI 316
20HJF51CP501QP | Pressure Gauge | 20HJF51CP501 | PRODUCTION |  |  | 233.50.100.16 (LM) | AISI 316
10HJF51CP502QP | Pressure Gauge | 10HJF51CP502 | PRODUCTION |  |  | 233.50.100.16 (LM) | AISI 316
20HJF51CP502QP | Pressure Gauge | 20HJF51CP502 | PRODUCTION |  |  | 233.50.100.16 (LM) | AISI 316
10HJF52AA801KA | Root valve | 10HJF52AA801 | PRODUCTION |  |  | 910.11 DIN 16270 | AISI 316
20HJF52AA801KA | Root valve | 20HJF52AA801 | PRODUCTION |  |  | 910.11 DIN 16270 | AISI 316
10HJF52AA811KA | Root valve | 10HJF52AA811 | PRODUCTION |  |  | 910.11 DIN 16270 | AISI 316
20HJF52AA811KA | Root valve | 20HJF52AA811 | PRODUCTION |  |  | 910.11 DIN 16270 | AISI 316
10HJF52AA821KA | Root valve | 10HJF52AA821 | PRODUCTION |  |  | 910.11 DIN 16270 | AISI 316
20HJF52AA821KA | Root valve | 20HJF52AA821 | PRODUCTION |  |  | 910.11 DIN 16270 | AISI 316
10HJF52CP501QP | Pressure Gauge | 10HJF52CP501 | PRODUCTION |  |  | 233.50.100.16 (LM) | AISI 316
20HJF52CP501QP | Pressure Gauge | 20HJF52CP501 | PRODUCTION |  |  | 233.50.100.16 (LM) | AISI 316
10HJF52CP502QP | Pressure Gauge | 10HJF52CP502 | PRODUCTION |  |  | 233.50.100.16 (LM) | AISI 316
20HJF52CP502QP | Pressure Gauge | 20HJF52CP502 | PRODUCTION |  |  | 233.50.100.16 (LM) | AISI 316
20HJN11AA002KA | Valve | 20HJN11AA002 | PRODUCTION |  |  | 213.53.63.10 (CBM)
10HJN11AA801KA | Root valve | 10HJN11AA801 | PRODUCTION |  |  | 910.11 DIN 16270 | AISI 316
20HJN11AA801KA | Root valve | 20HJN11AA801 | PRODUCTION |  |  | 910.11 DIN 16270 | AISI 316
10HJN11AA811KA | Root valve | 10HJN11AA811 | PRODUCTION |  |  | 910.11 DIN 16270 | AISI 316
20HJN11AA811KA | Root valve | 20HJN11AA811 | PRODUCTION |  |  | 910.11 DIN 16270 | AISI 316
10HJN11CP501QP | Pressure Gauge | 10HJN11CP501 | PRODUCTION |  |  | 233.50.100.16 (LM) | AISI 316
20HJN11CP501QP | Pressure Gauge | 20HJN11CP501 | PRODUCTION |  |  | 233.50.100.16 (LM) | AISI 316
20HJN21AA002KA | Valve | 20HJN21AA002 | PRODUCTION |  |  | 213.53.63.10 (CBM)
10HJN21AA801KA | Root valve | 10HJN21AA801 | PRODUCTION |  |  | 910.11 DIN 16270 | AISI 316
20HJN21AA801KA | Root valve | 20HJN21AA801 | PRODUCTION |  |  | 910.11 DIN 16270 | AISI 316
10HJN21AA811KA | Root valve | 10HJN21AA811 | PRODUCTION |  |  | 910.11 DIN 16270 | AISI 316
20HJN21AA811KA | Root valve | 20HJN21AA811 | PRODUCTION |  |  | 910.11 DIN 16270 | AISI 316
10HJN21CP501QP | Pressure Gauge | 10HJN21CP501 | PRODUCTION |  |  | 233.50.100.16 (LM) | AISI 316
20HJN21CP501QP | Pressure Gauge | 20HJN21CP501 | PRODUCTION |  |  | 233.50.100.16 (LM) | AISI 316
10HJQ11CP501QP | Pressure Gauge | 10HJQ11CP501 | PRODUCTION |  |  | 213.53.63.10 (CBM) | AISI
20HJQ11CP501QP | Pressure Gauge | 20HJQ11CP501 | PRODUCTION |  |  | 213.53.63.10 (CBM) | AISI
10HJQ21CP501QP | Pressure Gauge | 10HJQ21CP501 | PRODUCTION |  |  | 213.53.63.10 (CBM) | AISI
20HJQ21CP501QP | Pressure Gauge | 20HJQ21CP501 | PRODUCTION |  |  | 213.53.63.10 (CBM) | AISI
10HTP22CP101-F01 | Pressure Switch | 10HTP22CP101 | PRODUCTION |  |  | PSM03, 0.5-8 bar | Zinc diecast
20HTP22CP101-F01 | Pressure Switch | 20HTP22CP101 | PRODUCTION |  |  | PSM03, 0.5-8 bar | Zinc diecast
10HTP22CP102-F01 | Pressure Switch | 10HTP22CP102 | PRODUCTION |  |  | PSM03, 0.2-2 bar | Zinc diecast
20HTP22CP102-F01 | Pressure Switch | 20HTP22CP102 | PRODUCTION |  |  | PSM03, 0.2-2 bar | Zinc diecast
10HTP22CP103-F01 | Pressure Switch | 10HTP22CP103 | PRODUCTION |  |  | PSM03, 0.5-8 bar | Zinc diecast
20HTP22CP103-F01 | Pressure Switch | 20HTP22CP103 | PRODUCTION |  |  | PSM03, 0.5-8 bar | Zinc diecast
10HTP22CP104-F01 | Pressure Switch | 10HTP22CP104 | PRODUCTION |  |  | PSM03, 0.5-8 bar | Zinc diecast
20HTP22CP104-F01 | Pressure Switch | 20HTP22CP104 | PRODUCTION |  |  | PSM03, 0.5-8 bar | Zinc diecast
10HTQ33CT501QP | Temperature Gauge | 10HTQ33CT501 | PRODUCTION
20HTQ33CT501QP | Temperature Gauge | 20HTQ33CT501 | PRODUCTION
10LBG30CP501QP | Pressure Gauge | 10LBG30CP501 | PRODUCTION |  |  | 910.15
20LBG30CP501QP | Pressure Gauge | 20LBG30CP501 | PRODUCTION |  |  | 910.15
10LBG40CP501QP | Pressure Gauge | 10LBG40CP501 | PRODUCTION |  |  | 910.15
20LBG40CP501QP | Pressure Gauge | 20LBG40CP501 | PRODUCTION |  |  | 910.15
10LCN10CL501QP | Level Gauge | 10LCN10CL501 | PRODUCTION |  |  | Magnetic level gauge ZT3701.00
20LCN10CL501QP | Level Gauge | 20LCN10CL501 | PRODUCTION |  |  | Magnetic level gauge ZT3701.00
10LCN10CP501QP | Pressure Gauge | 10LCN10CP501 | PRODUCTION |  |  | 910.15
20LCN10CP501QP | Pressure Gauge | 20LCN10CP501 | PRODUCTION |  |  | 910.15
10LCN10CT501QP | Temperature Gauge | 10LCN10CT501 | PRODUCTION
20LCN10CT501QP | Temperature Gauge | 20LCN10CT501 | PRODUCTION
10LCN30CP501QP | Pressure Gauge | 10LCN30CP501 | PRODUCTION |  |  | 910.15
20LCN30CP501QP | Pressure Gauge | 20LCN30CP501 | PRODUCTION |  |  | 910.15
10QFB22CP501QP | Pressure Gauge | 10QFB22CP501 | PRODUCTION |  |  | 910.15
20QFB22CP501QP | Pressure Gauge | 20QFB22CP501 | PRODUCTION |  |  | 910.15
10LCA50AT001KP | Condensate Polishing unit -1 | 10LCA50AT001 | PRODUCTION |  | A2-JWS-14063-02-01 | CF-01-02 | SS316
20LCA50AT001KP | Condensate Polishing unit -1 | 20LCA50AT001 | PRODUCTION |  | A2-JWS-14063-02-01 | CF-01-02 | SS316
10LCA50AT002KP | Condensate Polishing unit -2 | 10LCA50AT002 | PRODUCTION |  | A2-JWS-14063-02-01 | CF-01-02 | SS316
20LCA50AT002KP | Condensate Polishing unit 02 | 20LCA50AT002 | PRODUCTION |  | A2-JWS-14063-02-01 | CF-01-02 | SS316
10HFE10CF001QB | Venturi pipe | 10HFE10CF001 | PRODUCTION
20HFE10CF001QB | Venturi pipe | 20HFE10CF001 | PRODUCTION
10HLA10CF001QB | Venturi pipe | 10HLA10CF001 | PRODUCTION
20HLA10CF001QB | Venturi pipe | 20HLA10CF001 | PRODUCTION
10HLA20CF001QB | Venturi pipe | 10HLA20CF001 | PRODUCTION
20HLA20CF001QB | Venturi pipe | 20HLA20CF001 | PRODUCTION
10HLA32CF001QB | Venturi pipe | 10HLA32CF001 | PRODUCTION
00SA01AN001-M01 | Air Handling Unit Motor-1 | 00SA01AN001 | PRODUCTION
20HLA32CF001QB | Venturi pipe | 20HLA32CF001 | PRODUCTION
10HLA51CF001QB | Venturi pipe | 10HLA51CF001 | PRODUCTION
20HLA51CF001QB | Venturi pipe | 20HLA51CF001 | PRODUCTION
10HLA52CF001QB | Venturi pipe | 10HLA52CF001 | PRODUCTION
20HLA52CF001QB | Venturi pipe | 20HLA52CF001 | PRODUCTION
10HLA71CF001QB | Venturi pipe | 10HLA71CF001 | PRODUCTION
20HLA71CF001QB | Venturi pipe | 20HLA71CF001 | PRODUCTION
10HLA72CF001QB | Venturi pipe | 10HLA72CF001 | PRODUCTION
20HLA72CF001QB | Venturi pipe | 20HLA72CF001 | PRODUCTION
10HNF21CF001QB | Venturi pipe | 10HNF21CF001 | PRODUCTION
20HNF21CF001QB | Venturi pipe | 20HNF21CF001 | PRODUCTION
00QKA01AP001KP | Chilled Water Pump 1 | 00QKA01AP001 | PRODUCTION |  |  | 1510 . 2 AC
00QKA01AP001-M01 | Chilled Water Pump 1, motor | 00QKA01AP001 | PRODUCTION |  |  | RAL6001 | CAST IRON
00QKA02AP001KP | Chilled Water Pump 2 | 00QKA02AP001 | PRODUCTION |  |  | 1510 . 2 AC
00QKA02AP001-M01 | Chilled Water Pump 2, motor | 00QKA02AP001 | PRODUCTION |  |  | RAL6001 | CAST IRON
00QKA03AP001KP | Chilled Water Pump 3 | 00QKA03AP001 | PRODUCTION |  |  | 1510 . 2 AC
00QKA03AP001-M01 | Chilled Water Pump 3, motor | 00QKA03AP001 | PRODUCTION |  |  | RAL6001 | CAST IRON
00QKA04AP001KP | Cond 1 Water Pump | 00QKA04AP001 | PRODUCTION |  |  | 1510.2.5 AB | CAST IRON
00QKA04AP001-M01 | Cond 1 Water Pump, motor | 00QKA04AP001 | PRODUCTION |  |  | RAL6001
00QKA05AP001KP | Cond 2 Water Pump | 00QKA05AP001 | PRODUCTION |  |  | 1510.2.5 AB | CAST IRON
00QKA05AP001-M01 | Cond 2 Water Pump, motor | 00QKA05AP001 | PRODUCTION |  |  | RAL6001
00QKA06AP001KP | Cond 3 Water Pump | 00QKA06AP001 | PRODUCTION |  |  | 1510.2.5 AB | CAST IRON
00QKA06AP001-M01 | Cond 3 Water Pump motor | 00QKA06AP001 | PRODUCTION |  |  | RAL6001
00QM01AP001KP | Air washer water Circulating pump - 1 | 00QM01AP001 | PRODUCTION |  |  | NA
00QM01AP002KP | Unit Air Filtration water Circulating pump - 1 | 00QM01AP002 | PRODUCTION |  |  | NA
00QM02AP001KP | Air washer water Circulating pump - 2 | 00QM02AP001 | PRODUCTION |  |  | NA
00QM02AP002KP | Unit Air Filtration water Circulating pump - 2 | 00QM02AP002 | PRODUCTION |  |  | NA
00SA01AN001KN | Air Handling Unit - 1 | 00SA01AN001 | PRODUCTION |  |  | ZDS-400
00SA01AN002KN | Air Handling Unit - 2 | 00SA01AN002 | PRODUCTION |  |  | ZDS-400
00SA01AN003KN | Air Handling Unit - 3 | 00SA01AN003 | PRODUCTION |  |  | ZDS-400
10GAC42BB001KD | Intermediate tank | 10GAC42BB001 | PRODUCTION |  | BFC17130-1 | Vertical flat-top storage tank, ?800*1200 | Q235B
20GAC42BB001KD | Blowdown Intermediate tank | 20GAC42BB001 | PRODUCTION |  | BFC17130-2 | Vertical flat-top storage tank, ?800*1200 | Q235B
00HTQ25BB001KD | ETP Water Tank | 00HTQ25BB001 | PRODUCTION |  | BFC17130-3 | ?1650*2600 | Q235B
00GBC59AW001MZ | Chlorine Toner Container Holders | 00GBC59AW001 | PRODUCTION
00GBC59AW002MZ | Chlorine Toner Container Holders | 00GBC59AW002 | PRODUCTION
00GBC59AW029MZ | Chlorine Frontal Hood | 00GBC59AW029 | PRODUCTION
00GBC59AW030MZ | Chlorine Frontal Hood | 00GBC59AW030 | PRODUCTION
00GBC59AW031MZ | Chlorine Frontal Hood | 00GBC59AW031 | PRODUCTION
00GBC59AW032MZ | Chlorine Frontal Hood | 00GBC59AW032 | PRODUCTION
00GBC59AW035MZ | Automatic Vacuum Switch Over Module | 00GBC59AW035 | PRODUCTION
00GBC59BB001KD | Chlorine Toner Container 1 | 00GBC59BB001 | PRODUCTION
00GBC59BB002KD | Chlorine Toner Container 2 | 00GBC59BB002 | PRODUCTION
00GBC59BB003KD | Chlorine Toner Container 3 | 00GBC59BB003 | PRODUCTION
00GBC59BB004KD | Chlorine Toner Container 4 | 00GBC59BB004 | PRODUCTION
00GBC59BB005KD | Caustic Solution Tank 1 | 00GBC59BB005 | PRODUCTION
10HFE10BR801MR | Purging air to rotary feeders, Expansion joint | 10HFE10BR801 | PRODUCTION |  |  | DN 500 / PN 1
20HFE10BR801MR | Purging air to rotary feeders, Expansion joint | 20HFE10BR801 | PRODUCTION |  |  | DN 500 / PN 1
10HFE11BR801MR | Carrier air to fuel chute 1, Expansion joint | 10HFE11BR801 | PRODUCTION |  |  | DN 250 / PN 1
20HFE11BR801MR | Carrier air to fuel chute 1, Expansion joint | 20HFE11BR801 | PRODUCTION |  |  | DN 250 / PN 1
10HFE12BR801MR | Carrier air to fuel chute 2, Expansion joint | 10HFE12BR801 | PRODUCTION |  |  | DN 250 / PN 1
20HFE12BR801MR | Carrier air to fuel chute 2, Expansion joint | 20HFE12BR801 | PRODUCTION |  |  | DN 250 / PN 1
10HFE13BR801MR | Carrier air to fuel chute 3, Expansion joint | 10HFE13BR801 | PRODUCTION |  |  | DN 250 / PN 1
20HFE13BR801MR | Carrier air to fuel chute 3, Expansion joint | 20HFE13BR801 | PRODUCTION |  |  | DN 250 / PN 1
10HFE14BR801MR | Carrier air to fuel chute 4, Expansion joint | 10HFE14BR801 | PRODUCTION |  |  | DN 250 / PN 1
20HFE14BR801MR | Carrier air to fuel chute 4, Expansion joint | 20HFE14BR801 | PRODUCTION |  |  | DN 250 / PN 1
10HLA31BR801MR | Start-up burner 1, Expansion joint | 10HLA31BR801 | PRODUCTION |  |  | 01.231
20HLA31BR801MR | Start-up burner 1, Expansion joint | 20HLA31BR801 | PRODUCTION |  |  | 01.231
10HLA32BR801MR | Start-up burner 2, Expansion joint | 10HLA32BR801 | PRODUCTION |  |  | 01.231
20HLA32BR801MR | Start-up burner 2, Expansion joint | 20HLA32BR801 | PRODUCTION |  |  | 01.231
00QM01AP001-M01 | Air Washer Circulating Pump-1 Motor | 00QM01AP001 | PRODUCTION
00GDN59AP001KP | Scale inhibitor dosing pump?1 | 00GDN59AP001 | PRODUCTION |  |  | ED-04 | WETTED PARTS PP, DIAPHRAGM-PTFE
00GDN59AP002KP | Scale inhibitor dosing pump?2 | 00GDN59AP002 | PRODUCTION |  |  | ED-04 | WETTED PARTS PP, DIAPHRAGM-PTFE
00GDN59AP003KP | Scale inhibitor dosing pump?3 | 00GDN59AP003 | PRODUCTION |  |  | ED-04 | WETTED PARTS PP, DIAPHRAGM-PTFE
00GDN59AP004KP | Bio dispersent dosing pump?1 | 00GDN59AP004 | PRODUCTION |  |  | ED-04 | WETTED PARTS PP, DIAPHRAGM-PTFE
00GDN59AP005KP | Bio dispersent dosing pump?2 | 00GDN59AP005 | PRODUCTION |  |  | ED-04 | WETTED PARTS PP, DIAPHRAGM-PTFE
00GDN59AP006KP | Bio dispersent dosing pump?3 | 00GDN59AP006 | PRODUCTION |  |  | ED-01 | WETTED PARTS PP, DIAPHRAGM-PTFE
00GDN59AP007KP | Corrosion inhibitor dosing pump?1 | 00GDN59AP007 | PRODUCTION |  |  | ED-01 | WETTED PARTS PP, DIAPHRAGM-PTFE
00GDN59AP008KP | Corrosion inhibitor dosing pump?2 | 00GDN59AP008 | PRODUCTION |  |  | ED-01 | WETTED PARTS PP, DIAPHRAGM-PTFE
00GDN59AP009KP | Corrosion inhibitor dosing pump?3 | 00GDN59AP009 | PRODUCTION |  |  | ED-01 | WETTED PARTS PP, DIAPHRAGM-PTFE
20HLD10AC001KC | Primary air flue gas preheater 1 | 20HLD10AC001 | PRODUCTION |  |  | Andritz design
20HLD11AC001KC | Primary air flue gas preheater 2 | 20HLD11AC001 | PRODUCTION |  |  | Andritz design
20HLD30AC001KC | Overfire air flue gas preheater 1 | 20HLD30AC001 | PRODUCTION |  |  | Andritz design
20HLD31AC001KC | Overfire air flue gas preheater 2 | 20HLD31AC001 | PRODUCTION |  |  | Andritz design
10LAD10BP001MR | Fixed Orifice | 10LAD10BP001 | PRODUCTION |  |  |  | SA479 TP304
20LAD10BP001MR | Fixed Orifice | 20LAD10BP001 | PRODUCTION |  |  |  | SA479 TP304
10LAE45AT101KT | Y-Strainer | 10LAE45AT101 | PRODUCTION |  |  |  | SA105
20LAE45AT101KT | Y-Strainer | 20LAE45AT101 | PRODUCTION |  |  |  | SA105
10LBG10AT101KT | Y-Strainer | 10LBG10AT101 | PRODUCTION |  |  |  | SA182 F22
20LBG10AT101KT | Y-Strainer | 20LBG10AT101 | PRODUCTION |  |  |  | SA182 F22
20BAY40-A01 | RTCC PANEL FOR GT-2 | 20BAY40 | PRODUCTION
10LCA10FJ201MR | Corrugated Bellow Cep Suction | 10LCA10FJ201 | PRODUCTION |  |  |  | SA240 Gr304
20LCA10FJ201MR | Corrugated Bellow Cep Suction | 20LCA10FJ201 | PRODUCTION |  |  |  | SA240 Gr304
10LCA20FJ201MR | Corrugated Bellow Cep Suction | 10LCA20FJ201 | PRODUCTION |  |  |  | SA240 Gr304
20LCA20FJ201MR | Corrugated Bellow Cep Suction | 20LCA20FJ201 | PRODUCTION |  |  |  | SA240 Gr304
10LCA30FJ201MR | Corrugated Bellow Cep Suction | 10LCA30FJ201 | PRODUCTION |  |  |  | SA240 Gr304
20LCA30FJ201MR | Corrugated Bellow Cep Suction | 20LCA30FJ201 | PRODUCTION |  |  |  | SA240 Gr304
10LCC10BP001MR | Fixed Orifice | 10LCC10BP001 | PRODUCTION |  |  |  | SA479 TP304
20LCC10BP001MR | Fixed Orifice | 20LCC10BP001 | PRODUCTION |  |  |  | SA479 TP304
10LCE40AT001KT | Y-Strainer | 10LCE40AT001 | PRODUCTION |  |  |  | SA105
20LCE40AT001KT | Y-Strainer | 20LCE40AT001 | PRODUCTION |  |  |  | SA105
10MAL10BP001MR | Fixed Orifice | 10MAL10BP001 | PRODUCTION |  |  |  | SA479 TP304
20MAL10BP001MR | Fixed Orifice | 20MAL10BP001 | PRODUCTION |  |  |  | SA479 TP304
10MAL10BP002MR | Fixed Orifice | 10MAL10BP002 | PRODUCTION |  |  |  | SA479 TP304
20MAL10BP002MR | Fixed Orifice | 20MAL10BP002 | PRODUCTION |  |  |  | SA479 TP304
10MAL10BP003MR | Fixed Orifice | 10MAL10BP003 | PRODUCTION |  |  |  | SA479 TP304
20MAL10BP003MR | Fixed Orifice | 20MAL10BP003 | PRODUCTION |  |  |  | SA479 TP304
10MAL10BP004MR | Fixed Orifice | 10MAL10BP004 | PRODUCTION |  |  |  | SA479 TP304
20MAL10BP004MR | Fixed Orifice | 20MAL10BP004 | PRODUCTION |  |  |  | SA479 TP304
10MAL10BP005MR | Fixed Orifice | 10MAL10BP005 | PRODUCTION |  |  |  | SA479 TP304
20MAL10BP005MR | Fixed Orifice | 20MAL10BP005 | PRODUCTION |  |  |  | SA479 TP304
10MAL10BP006MR | Fixed Orifice | 10MAL10BP006 | PRODUCTION |  |  |  | SA479 TP304
20MAL10BP006MR | Fixed Orifice | 20MAL10BP006 | PRODUCTION |  |  |  | SA479 TP304
10MAL10BP007MR | Fixed Orifice | 10MAL10BP007 | PRODUCTION |  |  |  | SA479 TP304
20MAL10BP007MR | Fixed Orifice | 20MAL10BP007 | PRODUCTION |  |  |  | SA479 TP304
10MAL10BP008MR | Fixed Orifice | 10MAL10BP008 | PRODUCTION |  |  |  | SA479 TP304
20MAL10BP008MR | Fixed Orifice | 20MAL10BP008 | PRODUCTION |  |  |  | SA479 TP304
10MAL10BP009MR | Fixed Orifice | 10MAL10BP009 | PRODUCTION |  |  |  | SA479 TP304
20MAL10BP009MR | Fixed Orifice | 20MAL10BP009 | PRODUCTION |  |  |  | SA479 TP304
10MAL10BP010MR | Fixed Orifice | 10MAL10BP010 | PRODUCTION |  |  |  | SA479 TP304
20MAL10BP010MR | Fixed Orifice | 20MAL10BP010 | PRODUCTION |  |  |  | SA479 TP304
10MAL10BP011MR | Fixed Orifice | 10MAL10BP011 | PRODUCTION |  |  |  | SA479 TP304
20MAL10BP011MR | Fixed Orifice | 20MAL10BP011 | PRODUCTION |  |  |  | SA479 TP304
10MAL10BP013MR | Fixed Orifice | 10MAL10BP013 | PRODUCTION |  |  |  | SA479 TP304
20MAL10BP013MR | Fixed Orifice | 20MAL10BP013 | PRODUCTION |  |  |  | SA479 TP304
10MAL10BP029MR | Fixed Orifice | 10MAL10BP029 | PRODUCTION |  |  |  | SA479 TP304
20MAL10BP029MR | Fixed Orifice | 20MAL10BP029 | PRODUCTION |  |  |  | SA479 TP304
10MAL10BP031MR | Fixed Orifice | 10MAL10BP031 | PRODUCTION |  |  |  | SA479 TP304
20MAL10BP031MR | Fixed Orifice | 20MAL10BP031 | PRODUCTION |  |  |  | SA479 TP304
10MAL10BP102MR | Fixed Orifice | 10MAL10BP102 | PRODUCTION |  |  |  | SA479 TP304
20MAL10BP102MR | Fixed Orifice | 20MAL10BP102 | PRODUCTION |  |  |  | SA479 TP304
10MAL10BP104MR | Fixed Orifice | 10MAL10BP104 | PRODUCTION |  |  |  | SA479 TP304
20MAL10BP104MR | Fixed Orifice | 20MAL10BP104 | PRODUCTION |  |  |  | SA479 TP304
10MAL10BP105MR | Fixed Orifice | 10MAL10BP105 | PRODUCTION |  |  |  | SA479 TP304
20MAL10BP105MR | Fixed Orifice | 20MAL10BP105 | PRODUCTION |  |  |  | SA479 TP304
10MAL10BP106MR | Fixed Orifice | 10MAL10BP106 | PRODUCTION |  |  |  | SA479 TP304
20MAL10BP106MR | Fixed Orifice | 20MAL10BP106 | PRODUCTION |  |  |  | SA479 TP304
10MAL10BP425MR | Fixed Orifice | 10MAL10BP425 | PRODUCTION |  |  |  | SA479 TP304
20MAL10BP425MR | Fixed Orifice | 20MAL10BP425 | PRODUCTION |  |  |  | SA479 TP304
10MAL10BP903MR | Fixed Orifice | 10MAL10BP903 | PRODUCTION |  |  |  | SA479 TP304
20MAL10BP903MR | Fixed Orifice | 20MAL10BP903 | PRODUCTION |  |  |  | SA479 TP304
10MAV10BP010MR | Fixed Orifice | 10MAV10BP010 | PRODUCTION |  |  |  | SA479 TP304
20MAV10BP010MR | Fixed Orifice | 20MAV10BP010 | PRODUCTION |  |  |  | SA479 TP304
10MAV10BP020MR | Fixed Orifice | 10MAV10BP020 | PRODUCTION |  |  |  | SA479 TP304
20MAV10BP020MR | Fixed Orifice | 20MAV10BP020 | PRODUCTION |  |  |  | SA479 TP304
10MAV10BP040MR | Fixed Orifice | 10MAV10BP040 | PRODUCTION |  |  |  | SA479 TP304
20MAV10BP040MR | Fixed Orifice | 20MAV10BP040 | PRODUCTION |  |  |  | SA479 TP304
10MAV10BP260MR | Fixed Orifice | 10MAV10BP260 | PRODUCTION |  |  |  | SA479 TP304
20MAV10BP260MR | Fixed Orifice | 20MAV10BP260 | PRODUCTION |  |  |  | SA479 TP304
10MAW35AT302KT | Y-Strainer | 10MAW35AT302 | PRODUCTION |  |  |  | SA105
20MAW35AT302KT | Y-Strainer | 20MAW35AT302 | PRODUCTION |  |  |  | SA105
00AYF10GK001-A01 | Slave Clock # 1 | 00AYF10GK001 | PRODUCTION
00AYF10GK002-A01 | Slave Clock # 2 | 00AYF10GK002 | PRODUCTION
10BAC01GS121-F01 | Limit switch | 10BAC01GS121 | PRODUCTION
20BAC01GS121-F01 | Limit switch | 20BAC01GS121 | PRODUCTION
10BAY50-A01 | UAT relay panel-2 | 10BAY50 | PRODUCTION
20BAY50-A01 | RTCC PANEL FOR UAT-2 | 20BAY50 | PRODUCTION
10BBA01GS121-F01 | Limit switch | 10BBA01GS121 | PRODUCTION
20BBA01GS121-F01 | Limit switch | 20BBA01GS121 | PRODUCTION
10BLA10GC001-A | Reserved for Power supply Emergency lighting panel 1 | 10BLA10GC001 | PRODUCTION
20BLA10GC001-A | Reserved for Power supply Emergency lighting panel 1 | 20BLA10GC001 | PRODUCTION
10BLA10GC002-A | Reserved for Power supply Emergency lighting panel 2 | 10BLA10GC002 | PRODUCTION
20BLA10GC002-A | Reserved for Power supply Emergency lighting panel 2 | 20BLA10GC002 | PRODUCTION
10BLA10GC003-A | Reserved for Power supply Boiler house elevator | 10BLA10GC003 | PRODUCTION
20BLA10GC003-A | Reserved for Power supply Boiler house elevator | 20BLA10GC003 | PRODUCTION
10BLA10GC004-A | Reserved for Power supply Lighting panel 1 | 10BLA10GC004 | PRODUCTION
20BLA10GC004-A | Reserved for Power supply Lighting panel 1 | 20BLA10GC004 | PRODUCTION
10BLA10GC005-A | Reserved for Power supply Lighting panel 2 | 10BLA10GC005 | PRODUCTION
20BLA10GC005-A | Reserved for Power supply Lighting panel 2 | 20BLA10GC005 | PRODUCTION
10BLA10GC006-A | Reserved for Power supply Lighting panel 3 | 10BLA10GC006 | PRODUCTION
20BLA10GC006-A | Reserved for Power supply Lighting panel 3 | 20BLA10GC006 | PRODUCTION
10BLA10GC007-A | Reserved for Power supply Lighting panel 4 | 10BLA10GC007 | PRODUCTION
20BLA10GC007-A | Reserved for Power supply Lighting panel 4 | 20BLA10GC007 | PRODUCTION
10BLA10GC008-A | Reserved for Power supply Lighting panel 5 | 10BLA10GC008 | PRODUCTION
20BLA10GC008-A | Reserved for Power supply Lighting panel 5 | 20BLA10GC008 | PRODUCTION
10BLA10GC009-A | Reserved for Power supply, Maintenance and convenience socket outlet panel 1 | 10BLA10GC009 | PRODUCTION
20BLA10GC009-A | Reserved for Power supply, Maintenance and convenience socket outlet panel 1 | 20BLA10GC009 | PRODUCTION
10BLA10GC010-A | Reserved for Power supply, Maintenance and convenience socket outlet panel 2 | 10BLA10GC010 | PRODUCTION
20BLA10GC010-A | Reserved for Power supply, Maintenance and convenience socket outlet panel 2 | 20BLA10GC010 | PRODUCTION
10BLA10GC011-A | Reserved for Power supply, Maintenance and convenience socket outlet panel 3 | 10BLA10GC011 | PRODUCTION
20BLA10GC011-A | Reserved for Power supply, Maintenance and convenience socket outlet panel 3 | 20BLA10GC011 | PRODUCTION
10BLA10GC012-A | Reserved for Power supply, Maintenance and convenience socket outlet panel 4 | 10BLA10GC012 | PRODUCTION
20BLA10GC012-A | Reserved for Power supply, Maintenance and convenience socket outlet panel 4 | 20BLA10GC012 | PRODUCTION
10BLA10GC013-A | Reserved for Power supply, Maintenance and convenience socket outlet panel 5 | 10BLA10GC013 | PRODUCTION
20BLA10GC013-A | Reserved for Power supply, Maintenance and convenience socket outlet panel 5 | 20BLA10GC013 | PRODUCTION
10BRA10GH001-A01 | DCS PDB Cabinet | 10BRA10GH001 | PRODUCTION
20BRA10GH001-A01 | DCS PDB Cabinet | 20BRA10GH001 | PRODUCTION
10CGA00GH001-A01 | Vms junction box | 10CGA00GH001 | PRODUCTION
20CGA00GH001-A01 | Vms junction box | 20CGA00GH001 | PRODUCTION
00CGA10GH001-A01 | Vibration monitoring system panel-1 | 00CGA10GH001 | PRODUCTION
00CGA10GH002-A01 | Vibration monitoring system panel-2 | 00CGA10GH002 | PRODUCTION
10CJJ10BG001MR | Braun Overspeed E16.A | 10CJJ10BG001 | PRODUCTION
20CJJ10BG001MR | Braun Overspeed E16.A | 20CJJ10BG001 | PRODUCTION
10CJJ10BG002MR | Braun Overspeed E16.B | 10CJJ10BG002 | PRODUCTION
20CJJ10BG002MR | Braun Overspeed E16.B | 20CJJ10BG002 | PRODUCTION
10CJJ10BG003MR | Braun Overspeed E16.C | 10CJJ10BG003 | PRODUCTION
20CJJ10BG003MR | Braun Overspeed E16.C | 20CJJ10BG003 | PRODUCTION
10CJJ10GS010-F01 | sitop select failure | 10CJJ10GS010 | PRODUCTION
20CJJ10GS010-F01 | sitop select failure | 20CJJ10GS010 | PRODUCTION
10CJJ10GS011-F01 | PSU -1 fault | 10CJJ10GS011 | PRODUCTION
20CJJ10GS011-F01 | PSU -1 fault | 20CJJ10GS011 | PRODUCTION
10CJJ10GS012-F01 | PSU -2 fault | 10CJJ10GS012 | PRODUCTION
20CJJ10GS012-F01 | PSU -2 fault | 20CJJ10GS012 | PRODUCTION
10CJJ20GS010-F01 | Power Supply failure lamp | 10CJJ20GS010 | PRODUCTION
20CJJ20GS010-F01 | Power Supply failure lamp | 20CJJ20GS010 | PRODUCTION
10CJJ20GS011-F01 | PSU-1 failure feedback to SRS (B004.12) | 10CJJ20GS011 | PRODUCTION
20CJJ20GS011-F01 | PSU-1 failure feedback to SRS (B004.12) | 20CJJ20GS011 | PRODUCTION
10CJJ20GS012-F01 | PSU-2 failure feedback to SRS (C004.12) | 10CJJ20GS012 | PRODUCTION
20CJJ20GS012-F01 | PSU-2 failure feedback to SRS (C004.12) | 20CJJ20GS012 | PRODUCTION
10CJJ20GS013-F01 | sitop select failure (B004.13) | 10CJJ20GS013 | PRODUCTION
20CJJ20GS013-F01 | sitop select failure (B004.13) | 20CJJ20GS013 | PRODUCTION
10CJJ21GS011-F01 | Turbine Trip Hooter | 10CJJ21GS011 | PRODUCTION
20CJJ21GS011-F01 | Turbine Trip Hooter | 20CJJ21GS011 | PRODUCTION
10CJJ21GS012-F01 | Turbine Trip Lamp | 10CJJ21GS012 | PRODUCTION
20CJJ21GS012-F01 | Turbine Trip Lamp | 20CJJ21GS012 | PRODUCTION
00CRY01GH001-A01 | Turbine server cabinet | 00CRY01GH001 | PRODUCTION
00CWA10GH001-A01 | PA System panel | 00CWA10GH001 | PRODUCTION
00CWA10GK001-A01 | EWS SYSTEM | 00CWA10GK001 | PRODUCTION
10CWA10GK001-A01 | SG bms operator station #1 | 10CWA10GK001 | PRODUCTION
20CWA10GK001-A01 | SG bms operator station #2 | 20CWA10GK001 | PRODUCTION
00CWA10GK002-A01 | HMS SYSTEM | 00CWA10GK002 | PRODUCTION
10CWA10GK002-A01 | TG tps operator station #1 | 10CWA10GK002 | PRODUCTION
20CWA10GK002-A01 | TG tps operator station #2 | 20CWA10GK002 | PRODUCTION
00CWA10GK003-A01 | HISTORIAN STATION | 00CWA10GK003 | PRODUCTION
00CWA10GK004-A01 | Printer with table | 00CWA10GK004 | PRODUCTION
00CWA10GK005-A01 | Printer with table | 00CWA10GK005 | PRODUCTION
00CWA10GK006-A01 | Printer with table | 00CWA10GK006 | PRODUCTION
00CWA10GK007-A01 | Printer with table | 00CWA10GK007 | PRODUCTION
00CWA10GK008-A01 | Common turbine VMS operator station | 00CWA10GK008 | PRODUCTION
00CWA10GK009-A01 | EPB console | 00CWA10GK009 | PRODUCTION
00CWA10GK010-A01 | BOP operator station | 00CWA10GK010 | PRODUCTION
00CWA10GK011-A01 | Backfilter work station | 00CWA10GK011 | PRODUCTION
00CWA10GK012-A01 | CCTV workstation with joystick | 00CWA10GK012 | PRODUCTION
00CWA10GK013-A01 | Shift incharge station | 00CWA10GK013 | PRODUCTION
00CWA10GK014-A01 | Printer with table | 00CWA10GK014 | PRODUCTION
00CWA10GK015-A01 | CCTV monitor - 40" | 00CWA10GK015 | PRODUCTION
00CWA10GK016-A01 | CCTV monitor - 40" | 00CWA10GK016 | PRODUCTION
00CWA10GK017-A01 | CCTV monitor - 40" | 00CWA10GK017 | PRODUCTION
00CWA10GK018-A01 | Large LCD monitor - 67" | 00CWA10GK018 | PRODUCTION
00CWA10GK019-A01 | Large LCD monitor - 67" | 00CWA10GK019 | PRODUCTION
00CWA10GK020-A01 | Large LCD monitor - 67" | 00CWA10GK020 | PRODUCTION
00CWA10GK021-A01 | MFAP work station | 00CWA10GK021 | PRODUCTION
00CXL10GH001-A01 | Fire Detection and Alarm System | 00CXL10GH001 | PRODUCTION
00CYA20-A | EPABX master control station | 00CYA20 | PRODUCTION
00CYA35-A | Master Control Station | 00CYA35 | PRODUCTION
00CYA40-A | Main Distribution Frame, Junction box | 00CYA40 | PRODUCTION
10CYG10GH002-A01 | Common DCS RI/O-1 system cabinet WTP | 10CYG10GH002 | PRODUCTION
20CYG10GH002-A01 | Common DCS RI/O-1 system cabinet WTP | 20CYG10GH002 | PRODUCTION
10CYG10GH003-A01 | Common DCS RI/O-1 system cabinet Cooling Tower | 10CYG10GH003 | PRODUCTION
20CYG10GH003-A01 | Common DCS RI/O-1 system cabinet Cooling Tower | 20CYG10GH003 | PRODUCTION
00CYP10GH001-A01 | CCTV System | 00CYP10GH001 | PRODUCTION
00EAD10BR001-M01 | Discharge chute, motor | 00EAD10BR001 | PRODUCTION |  |  |  | AISI 304, ATEX22 INSIDE
00EAD20BR001-M01 | Discharge chute, motor | 00EAD20BR001 | PRODUCTION |  |  |  | AISI 304, ATEX22 INSIDE
20EBA10AF001KF | Intermediate slide gate 1 | 20EBA10AF001 | PRODUCTION
20EBA10AF001-M01 | Intermediate slide gate 1 | 20EBA10AF001 | PRODUCTION |  |  | DRN80M4
20EBA10AF001MG | Intermediate slide gate 1, gear | 20EBA10AF001 | PRODUCTION |  |  | GEAR MOTOR SEW SAF47 DRN80M4 0.75 KW I=7.28 M1/270
20EBA10AF002KF | Intermediate slide gate 2 | 20EBA10AF002 | PRODUCTION
20EBA10AF002-M01 | Intermediate slide gate 2 | 20EBA10AF002 | PRODUCTION |  |  | DRN80M4
20EBA10AF002MG | Intermediate slide gate 2, gear | 20EBA10AF002 | PRODUCTION |  |  | GEAR MOTOR SEW SAF47 DRN80M4 0.75 KW I=7.28 M1/270
20EBA10GH001-A01 | Peat Transportation to Silos | 20EBA10GH001 | PRODUCTION |  |  | KL 1502.510 | RAL-7032
20EBA10GH002-A01 | Peat Transportation to Silos | 20EBA10GH002 | PRODUCTION |  |  | KL 1502.510 | RAL-7032
10EBA10GS102-F01 | Transport system, Position sensor | 10EBA10GS102 | PRODUCTION
20EBA10GS102-F01 | Transport system, Position sensor | 20EBA10GS102 | PRODUCTION
10EBA10GS104-F01 | Transport system, Position sensor | 10EBA10GS104 | PRODUCTION
20EBA10GS104-F01 | Transport system, Position sensor | 20EBA10GS104 | PRODUCTION
20EBA11AF001-M01 | Screw conveyor, motor | 20EBA11AF001 | PRODUCTION |  |  | M3BP 225SMA 4
00EBA11BR001-M01 | Discharge chute AISI 304, motor | 00EBA11BR001 | PRODUCTION
20EBA12AF001-M01 | Screw conveyor | 20EBA12AF001 | PRODUCTION |  |  | M3BP 225SMA 5
10EBA20AF001KF | Intermediate slide gate 3 | 10EBA20AF001 | PRODUCTION
10EBA20AF001MG | Intermediate slide gate 3, gear | 10EBA20AF001 | PRODUCTION |  |  | GEAR MOTOR SEW SAF47 DRN80M4 0.75 KW I=7.28 M1/270
20EBA20AF001KF | Intermediate slide gate | 20EBA20AF001 | PRODUCTION
20EBA20GH001-A01 | Peat Transportation to Silos | 20EBA20GH001 | PRODUCTION |  |  | KL 1502.510 | RAL-7032
10EBA20GS102-F01 | Transport system, Position sensor | 10EBA20GS102 | PRODUCTION
20EBA20GS102-F01 | Transport system, Position sensor | 20EBA20GS102 | PRODUCTION
00EBA21BR001-M01 | Discharge chute AISI 304, motor | 00EBA21BR001 | PRODUCTION
20EBA21GH001-A01 | Peat Transportation to Silos | 20EBA21GH001 | PRODUCTION |  |  | KL 1502.510 | RAL-7032
10EBA22BR001-M01 | By-pass chute, motor | 10EBA22BR001 | PRODUCTION
20EBA22BR001-M01 | By-pass chute, motor | 20EBA22BR001 | PRODUCTION
20EBA22GH001-A01 | Peat Transportation to Silos | 20EBA22GH001 | PRODUCTION |  |  | KL 1502.510 | RAL-7032
00EBA32AF002-M01 | Dividing gate + chute, motor | 00EBA32AF002 | PRODUCTION |  | AISI 304 | KA87 TR57
00EBA32AF002MG | Dividing gate + chute, gear | 00EBA32AF002 | PRODUCTION
00EBA32BR001-M01 | Discharge chute for magnet separator, motor | 00EBA32BR001 | PRODUCTION |  |  |  | AISI 304
00EBA32GS103-F01 | Transport system, Position sensor | 00EBA32GS103 | PRODUCTION
00EBA32GS104-F01 | Limit Switch | 00EBA32GS104 | PRODUCTION
00EBA32GS107-F01 | Transport system, Position sensor | 00EBA32GS107 | PRODUCTION
00EBA41BR001-M01 | Discharge chute AISI 304 s=6 mm, motor | 00EBA41BR001 | PRODUCTION
00EBA41GS104-F01 | Transport system, Position sensor | 00EBA41GS104 | PRODUCTION
00EBA41GS105-F01 | Transport system, Position sensor | 00EBA41GS105 | PRODUCTION
00EBA41GS106-F01 | Transport system, Position sensor | 00EBA41GS106 | PRODUCTION
00EBA41GS107-F01 | Transport system, Position sensor | 00EBA41GS107 | PRODUCTION
00EBA41GS108-F01 | Transport system, Position sensor | 00EBA41GS108 | PRODUCTION
00EBA41GS109-F01 | Transport system, Position sensor | 00EBA41GS109 | PRODUCTION
00EBA41GS110-F01 | Transport system, Position sensor | 00EBA41GS110 | PRODUCTION
00EBC34BR001-M01 | Chutes Aisi 304, motor | 00EBC34BR001 | PRODUCTION
00EBD31BR001-M01 | Discharge chutes, motor | 00EBD31BR001 | PRODUCTION
00EBD33BR001-M01 | Discharge chutes AISI 304, motor | 00EBD33BR001 | PRODUCTION |  |  |  | AISI 304, ATEX22 INSIDE
00EBD35AP001-M01 | Central lubrication for screening, motor | 00EBD35AP001 | PRODUCTION
10ECA20BR010MR | Peat from peat yard to boilers (SP) to Peat to boiler 1 silo 1 (Andritz) | 10ECA20BR010 | PRODUCTION
20ECA20BR010MR | Peat from peat yard to boilers (SP) to Peat to boiler 1 silo 1 (Andritz) | 20ECA20BR010 | PRODUCTION
10ECA20BR020MR | Peat from peat yard to boilers (SP) to Peat to boiler 1 silo 2 (Andritz) | 10ECA20BR020 | PRODUCTION
20ECA20BR020MR | Peat from peat yard to boilers (SP) to Peat to boiler 1 silo 2 (Andritz) | 20ECA20BR020 | PRODUCTION
00EGA01BR001MR | Unloading hoses to unloading header | 00EGA01BR001 | PRODUCTION |  |  |  | A 106 Gr.B
00EGA02BR001MR | Unloading header to do tank inlet nozzle | 00EGA02BR001 | PRODUCTION |  |  |  | A 106 Gr.B
00EGB03BR001MR | Do tank outlet nozzle to pump suction lines | 00EGB03BR001 | PRODUCTION |  |  |  | A 106 Gr.B
00EGB03CP502QP | Pressure Gauge | 00EGB03CP502 | PRODUCTION
00EGB04BR001MR | Individual suction line | 00EGB04BR001 | PRODUCTION |  |  |  | A 106 Gr.B
00EGB04BR002MR | Individual suction line | 00EGB04BR002 | PRODUCTION |  |  |  | A 106 Gr.B
00EGC05BR001MR | Individual discharge line | 00EGC05BR001 | PRODUCTION |  |  |  | A 106 Gr.B
00EGC05BR002MR | Individual discharge line | 00EGC05BR002 | PRODUCTION |  |  |  | A 106 Gr.B
00EGC06BR003MR | Discharge lines to 5m away from discharge line | 00EGC06BR003 | PRODUCTION |  |  |  | A 106 Gr.B
00EGC07BR004MR | Recirculation line to do tank nozzle | 00EGC07BR004 | PRODUCTION |  |  |  | A 106 Gr.B
00EGD01BB001KD | Diesel Oil Tank | 00EGD01BB001 | PRODUCTION
00EGD01BR402MR | Fuel Oil line | 00EGD01BR402 | PRODUCTION
00EGD01BR403MR | Fuel Oil line | 00EGD01BR403 | PRODUCTION
00EGD01CP501QP | Pressure Gauge | 00EGD01CP501 | PRODUCTION
00EGD01CT501QP | Temperature Gauge- Bi-metalic type | 00EGD01CT501 | PRODUCTION
00EGD08BR001MR | Unloading header to local drain | 00EGD08BR001 | PRODUCTION |  |  |  | A 106 Gr.B
00EGD09BR002MR | Working strainer drain line | 00EGD09BR002 | PRODUCTION |  |  |  | A 106 Gr.B
00EGD09BR003MR | Working pump drain line | 00EGD09BR003 | PRODUCTION |  |  |  | A 106 Gr.B
00EGD09BR004MR | Standby strainer drain line | 00EGD09BR004 | PRODUCTION |  |  |  | A 106 Gr.B
00EGD09BR005MR | Standby pump drain line | 00EGD09BR005 | PRODUCTION |  |  |  | A 106 Gr.B
00EGD12AP001KP | Diesel Oil Forwarding Centrifugal Pump A | 00EGD12AP001 | PRODUCTION
00EGD12AP001-M01 | Diesel Oil Forwarding Centrifugal Pump A, motor | 00EGD12AP001 | PRODUCTION
00EGD14AP001KP | Diesel Oil Forwarding Centrifugal Pump B | 00EGD14AP001 | PRODUCTION
00EGD14AP001-M01 | Diesel Oil Forwarding Centrifugal Pump B, motor | 00EGD14AP001 | PRODUCTION
00EGD18BR001MR | Diesel oil forwarding pump discharge header to dg set - common header | 00EGD18BR001 | PRODUCTION |  |  |  | A106Gr B.
10EGD18BR001MR | Dg set - common header to dg set - 1(day oil tank) | 10EGD18BR001 | PRODUCTION |  |  | 800# | A106Gr B.
20EGD18BR001MR | Dg set - common header to dg set - 2 (day oil tank) | 20EGD18BR001 | PRODUCTION |  |  | 800# | A106Gr B.
00EGD18BR002MR | Diesel oil forwarding pump discharge header to auxiliary boiler | 00EGD18BR002 | PRODUCTION |  |  |  | A106Gr B.
00EGE10BR001MR | Oily water transfer pump discharge to ows inlet nozzle | 00EGE10BR001 | PRODUCTION |  |  |  | A 106 Gr.B
00EGF10BB001KD | Storage tank | 00EGF10BB001 | PRODUCTION
00EGF11BR001MR | OWS outlet to disposal barrel | 00EGF11BR001 | PRODUCTION |  |  |  | A 106 Gr.B
00EGF12BR002MR | OWS outlet to waste water collection pit | 00EGF12BR002 | PRODUCTION |  |  |  | A 106 Gr.B
00EGF13BR003MR | Waste water pump discharge to 5m away from discharge line | 00EGF13BR003 | PRODUCTION |  |  |  | A 106 Gr.B
00EGR01BR001MR | Boiler and tg building drain pump-1 discharge to boiler and tg building drain pump discharge header | 00EGR01BR001 | PRODUCTION |  |  |  | ASTM A 53 GR-B
00EGR01CL201-F01 | Level Switch | 00EGR01CL201 | PRODUCTION
00EGR01CP501QP | Pressure Gauge | 00EGR01CP501 | PRODUCTION
00EGR02BB001KD | Transformer area pit | 00EGR02BB001 | PRODUCTION
00EGR02BR001MR | Boiler and tg building drain pump-2 discharge to boiler and tg building drain pump discharge header | 00EGR02BR001 | PRODUCTION |  |  |  | ASTM A 53 GR-B
00EGR02CL201-F01 | Level Switch | 00EGR02CL201 | PRODUCTION
00EGR02CP501QP | Pressure Gauge | 00EGR02CP501 | PRODUCTION
00EGR02CP502QP | Pressure Gauge | 00EGR02CP502 | PRODUCTION
00EGR03AA498KA | Effluent collection system, Globe Valve | 00EGR03AA498 | PRODUCTION
00EGR03AA596KA | Effluent collection system, Gate Valve | 00EGR03AA596 | PRODUCTION
00EGR03BB001KD | Peat runoff pond pit | 00EGR03BB001 | PRODUCTION
00EGR03BR001MR | Transformer area oily water pump discharge to common oily waste water collection pit | 00EGR03BR001 | PRODUCTION |  |  |  | ASTM A 53 GR-B
00EGR03CL201-F01 | Level Switch | 00EGR03CL201 | PRODUCTION
00EGR03CP501QP | Pressure Gauge | 00EGR03CP501 | PRODUCTION
00EGR04BB001KD | Tunnel pit 2 | 00EGR04BB001 | PRODUCTION
00EGR04CL201-F01 | Level Switch | 00EGR04CL201 | PRODUCTION
00EGR05AA495KA | Effluent collection & waste water treatment system, gate valve | 00EGR05AA495 | PRODUCTION
00EGR05AA496KA | Effluent collection & waste water treatment system, gate valve | 00EGR05AA496 | PRODUCTION
00EGR05AA497KA | Effluent collection & waste water treatment system, gate valve | 00EGR05AA497 | PRODUCTION
00EGR05AA595KA | Effluent collection & waste water treatment system, gate valve | 00EGR05AA595 | PRODUCTION
00EGR05AA596KA | Effluent collection & waste water treatment system, gate valve | 00EGR05AA596 | PRODUCTION
00EGR05BR001MR | Boiler and tg building drain pump-1 discharge header to common oily waste water collection pit | 00EGR05BR001 | PRODUCTION |  |  |  | ASTM A 53 GR-B
00EGR08AA480KA | Globe Valve | 00EGR08AA480 | PRODUCTION
00EGR08AA481KA | Globe Valve | 00EGR08AA481 | PRODUCTION
00EGR08AA482KA | Globe Valve | 00EGR08AA482 | PRODUCTION
00EGR08AA580KA | Globe Valve | 00EGR08AA580 | PRODUCTION
00EGR08BR001MR | Etp treated water pump common discharge header to - | 00EGR08BR001 | PRODUCTION |  |  |  | ASTM A 53 GR-B
00EGR08CP301-U01 | Effluent collection & waste water treatment system, Pressure transmitter | 00EGR08CP301 | PRODUCTION
00EGR08CP501QP | Pressure Gauge | 00EGR08CP501 | PRODUCTION
00EGR10BR001MR | Etp treated water pump common discharge header to semi dry sorbent injection | 00EGR10BR001 | PRODUCTION |  |  |  | ASTM A 53 GR-B
00EGR11AA484KA | Gate Valve | 00EGR11AA484 | PRODUCTION
00EGR11AA485KA | Gate Valve | 00EGR11AA485 | PRODUCTION
00EGR11AA486KA | Gate Valve | 00EGR11AA486 | PRODUCTION
00EGR11AA581KA | Gate Valve | 00EGR11AA581 | PRODUCTION
00EGR11BR001MR | Etp treated water pump common discharge header to dust suppression system | 00EGR11BR001 | PRODUCTION |  |  |  | ASTM A 53 GR-B
00EGR12BR001MR | Chemical house drain pit to n-pit | 00EGR12BR001 | PRODUCTION |  |  |  | ASTM A 53 GR-B
00EGR13AA490KA | Gate Valve | 00EGR13AA490 | PRODUCTION
00EGR13AA590KA | Gate Valve | 00EGR13AA590 | PRODUCTION
00EGR13BR001MR | Sewage treatment plant to at one point near plant boundary | 00EGR13BR001 | PRODUCTION |  |  |  | ASTM A 53 GR-B
00EGR14BR001MR | Sewage treatment plant to gardening | 00EGR14BR001 | PRODUCTION |  |  |  | ASTM A 53 GR-B
00EGR17AA491KA | Gate Valve | 00EGR17AA491 | PRODUCTION
00GAA |  |  | PRODUCTION
00EGR17AA591KA | Gate Valve | 00EGR17AA591 | PRODUCTION
00EGR17BR001MR | Neutralization pit to central monitoring basin | 00EGR17BR001 | PRODUCTION |  |  |  | ASTM A 53 GR-B
00EGR18AA492KA | Gate Valve | 00EGR18AA492 | PRODUCTION
00EGR18AA592KA | Gate Valve | 00EGR18AA592 | PRODUCTION
00EGR18BR001MR | Effluent collection & waste water treatment system | 00EGR18BR001 | PRODUCTION
00EGR20AA490KA | Globe Valve | 00EGR20AA490 | PRODUCTION
00EGR20AA491KA | Globe Valve | 00EGR20AA491 | PRODUCTION
00EGR20AA492KA | Globe Valve | 00EGR20AA492 | PRODUCTION
00EGR20AA493KA | Globe Valve | 00EGR20AA493 | PRODUCTION
00EGR20AA494KA | Globe Valve | 00EGR20AA494 | PRODUCTION
00EGR20AA592KA | Globe Valve | 00EGR20AA592 | PRODUCTION
00EGR20AA593KA | Globe Valve | 00EGR20AA593 | PRODUCTION
00EGR20AA594KA | Globe Valve | 00EGR20AA594 | PRODUCTION
00EGR20BR001MR | Peat runoff pond pump-1 discharge to peat runoff pond pump discharge header | 00EGR20BR001 | PRODUCTION |  |  |  | ASTM A 53 GR-B
00EGR20CP501QP | Pressure Gauge | 00EGR20CP501 | PRODUCTION
00EGR22AA493KA | Effluent collection system, Globe Valve | 00EGR22AA493 | PRODUCTION
00EGR22BR001MR | Oily water separator to central monitoring basin | 00EGR22BR001 | PRODUCTION |  |  |  | ASTM A 53 GR-B
00EGR23AP001-M01 | ETP Feed pump-1, motor | 00EGR23AP001 | PRODUCTION
00EGR23BR001MR | Etp psf feed pump common suction header to etp psf feed pump-1 suction | 00EGR23BR001 | PRODUCTION |  |  |  | ASTM A 53 GR-B
00EGR24BR001MR | Etp psf feed pump-1 discharge to etp psf feed pump discharge header | 00EGR24BR001 | PRODUCTION |  |  |  | ASTM A 53 GR-B
00EGR24CP501QP | Pressure Gauge | 00EGR24CP501 | PRODUCTION
00EGR25AP001-M01 | ETP Feed Pump-2, motor | 00EGR25AP001 | PRODUCTION
00EGR25BR001MR | Etp psf feed pump common suction header to etp psf feed pump-2 suction | 00EGR25BR001 | PRODUCTION |  |  |  | ASTM A 53 GR-B
00EGR26BR001MR | Etp psf feed pump-2 discharge to etp psf feed pump discharge header | 00EGR26BR001 | PRODUCTION |  |  |  | ASTM A 53 GR-B
00EGR26CP501QP | Pressure Gauge | 00EGR26CP501 | PRODUCTION
00EGR27AA494KA | Effluent collection system, Globe Valve | 00EGR27AA494 | PRODUCTION
00EGR27BR001MR | Etp psf feed pump discharge header to pressure sand filter | 00EGR27BR001 | PRODUCTION |  |  |  | ASTM A 53 GR-B
00EGR27CP001-U01 | Effluent collection & waste water treatment system, Pressure transmitter | 00EGR27CP001 | PRODUCTION
00EGR28BR001MR | Etp treated water tank outlet to etp treated water pump common suction header | 00EGR28BR001 | PRODUCTION |  |  |  | ASTM A 53 GR-B
00EGR29BR001MR | Etp treated water pump common suction header to etp treated water pump-1 suction | 00EGR29BR001 | PRODUCTION |  |  |  | ASTM A 53 GR-B
00EGR30BR001MR | Etp treated water pump-1 discharge to etp treated water pump common discharge header | 00EGR30BR001 | PRODUCTION |  |  |  | ASTM A 53 GR-B
00EGR30CP501QP | Pressure Gauge | 00EGR30CP501 | PRODUCTION
00EGR31AP001-M01 | ETP Feed pump-2, motor | 00EGR31AP001 | PRODUCTION
00EGR31BR001MR | Etp treated water pump common suction header to etp treated water pump-2 suction | 00EGR31BR001 | PRODUCTION |  |  |  | ASTM A 53 GR-B
00EGR32BR001MR | Etp treated water pump-2 discharge to etp treated water pump common discharge header | 00EGR32BR001 | PRODUCTION |  |  |  | ASTM A 53 GR-B
00EGR32CP501QP | Pressure Gauge | 00EGR32CP501 | PRODUCTION
00EGR33BR001MR | Etp treated water pump common discharge header to one point near plant boundary | 00EGR33BR001 | PRODUCTION |  |  |  | ASTM A 53 GR-B
00EGR34BR001MR | Etp treated water pump common discharge header to reciculation line to etp treated water storage tank | 00EGR34BR001 | PRODUCTION |  |  |  | ASTM A 53 GR-B
00EGR35BR001MR | Central monitoring basin to etp psf feed pump common suction header | 00EGR35BR001 | PRODUCTION |  |  |  | ASTM A 53 GR-B
00EGR35BR002MR | Central monitoring basin to etp psf feed pump common suction header | 00EGR35BR002 | PRODUCTION |  |  |  | ASTM A 53 GR-B
00EGR36BB001KD | Tunnel pit 1 | 00EGR36BB001 | PRODUCTION
00EGR36CL201-F01 | Level Switch | 00EGR36CL201 | PRODUCTION
00EGR37BB001KD | Oily water drain pit station 1 | 00EGR37BB001 | PRODUCTION
00EGR38BB001KD | Oily water drain pit station 2 | 00EGR38BB001 | PRODUCTION
00EGR39BR001MR | Dust suppression header to peat shed-1 area | 00EGR39BR001 | PRODUCTION |  |  |  | HDPE
00EGR39BR002MR | Dust suppression header to peat shed-1 area | 00EGR39BR002 | PRODUCTION |  |  |  | HDPE
00EGR40BR001MR | Dust suppression header to peat shed-1 area | 00EGR40BR001 | PRODUCTION |  |  |  | HDPE
00EGR40BR002MR | Dust suppression header to peat shed-1 area | 00EGR40BR002 | PRODUCTION |  |  |  | HDPE
00EGR41BR001MR | Dust suppression header to peat shed-2 area | 00EGR41BR001 | PRODUCTION |  |  |  | HDPE
00EGR41BR002MR | Dust suppression header to peat shed-2 area | 00EGR41BR002 | PRODUCTION |  |  |  | HDPE
00EGR42BR001MR | Dust suppression header to peat shed-2 area | 00EGR42BR001 | PRODUCTION |  |  |  | HDPE
00EGR42BR002MR | Dust suppression header to peat shed-2 area | 00EGR42BR002 | PRODUCTION |  |  |  | HDPE
00EGR43AA590KA | Effluent collection & waste water treatment system, Check valve | 00EGR43AA590 | PRODUCTION
00EGR43BR001MR | PHP tunnel drain pump (pit-1) to pHP run-off pond pump | 00EGR43BR001 | PRODUCTION |  |  |  | ASTM A 53 GR-B
00EGR43CP501QP | Pressure Gauge | 00EGR43CP501 | PRODUCTION
00EGR45AA591KA | Effluent collection & waste water treatment system, Check valve | 00EGR45AA591 | PRODUCTION
00EGR45BR001MR | PHP tunnel drain pump (pit-2) to pHP run-off pond pump | 00EGR45BR001 | PRODUCTION |  |  |  | ASTM A 53 GR-B
00EGR45CP501QP | Pressure Gauge | 00EGR45CP501 | PRODUCTION
00GAA01AT001-M01 | Self Cleaning Strainer-1 | 00GAA01AT001 | PRODUCTION |  |  | 1LE75030CB323FA4
00GAA02AT001-M01 | Self Cleaning Strainer-2 | 00GAA02AT001 | PRODUCTION |  |  | 1LE75030CB323FA4
00GAA03AT001-M01 | Self Cleaning Strainer-3 | 00GAA03AT001 | PRODUCTION |  |  | 1LE75030CB323FA4
00GAA05AA401KA | Pontoon, auto drain valve | 00GAA05AA401 | PRODUCTION |  |  | SEC.VII DIV1 | GALVANIZING
00GAA06AA401KA | Pontoon, auto drain valve | 00GAA06AA401 | PRODUCTION |  |  | SEC.VII DIV1 | GALVANIZING
00GAA07AA401KA | Pontoon, auto drain valve | 00GAA07AA401 | PRODUCTION |  |  | SEC.VII DIV1 | GALVANIZING
00GAA08AA401KA | Pontoon, auto drain valve | 00GAA08AA401 | PRODUCTION
00GAA09AA401KA | Pontoon, auto drain valve | 00GAA09AA401 | PRODUCTION
00GAC01CL201-F01 | Level Switch | 00GAC01CL201 | PRODUCTION
00GAA10AA401KA | Pontoon, auto drain valve | 00GAA10AA401 | PRODUCTION
00GAC01AA101KA | River water intake, Gate Valve | 00GAC01AA101 | PRODUCTION
00GAC01BR001MR | River water intake pump - 1 discharge to Common intake discharge header | 00GAC01BR001 | PRODUCTION |  |  |  | ASTM A312 TP304
00GAC01BR002MR | Pump-1 Suction Foot valve to River water intake pump - 1 Suction | 00GAC01BR002 | PRODUCTION |  |  |  | ASTM A312 TP304
00GAC02AA101KA | River water intake, Gate valve | 00GAC02AA101 | PRODUCTION
00GAC02BR001MR | River water intake pump - 2 discharge to Common intake discharge header | 00GAC02BR001 | PRODUCTION |  |  |  | ASTM A312 TP304
00GAC02BR002MR | Pump-2 Suction Foot valve to River water intake pump - 2 Suction | 00GAC02BR002 | PRODUCTION |  |  |  | ASTM A312 TP304
00GAC02CL201-F01 | Level Switch | 00GAC02CL201 | PRODUCTION
00GAC03AA101KA | River water intake, gate valve | 00GAC03AA101 | PRODUCTION
00GAC03AP001KP | T.a oily wtp#1 srt/sp latchd | 00GAC03AP001 | PRODUCTION
00GAC03AP001-M01 | T.a oily wtp#1 srt/sp latchd, motor | 00GAC03AP001 | PRODUCTION
00GAC03BR001MR | River water intake pump - 3 discharge to Common intake discharge header | 00GAC03BR001 | PRODUCTION |  |  |  | ASTM A312 TP304
00GAC03BR002MR | Pump-3 Suction Foot valve to River water intake pump - 3 Suction | 00GAC03BR002 | PRODUCTION |  |  |  | ASTM A312 TP304
00GAC04AA101KA | Gate Valve | 00GAC04AA101 | PRODUCTION
00GAC04AA301KA | Globe Valve | 00GAC04AA301 | PRODUCTION
00GAC04BR001MR | Common intake discharge header to Recirculation line to River | 00GAC04BR001 | PRODUCTION |  |  |  | ASTM A312 TP304
00GAC05BR001MR | HDPE/GRP terminal point to Cascade aerator terminal point | 00GAC05BR001 | PRODUCTION |  |  |  | GRP
00GAC06AA301KA | Globe Valve | 00GAC06AA301 | PRODUCTION
00GAC06BR001MR | Common intake discharge header to Ø250 Flexible hose connection | 00GAC06BR001 | PRODUCTION |  |  |  | ASTM A312 TP304
00GAC07AP001KP | Intake screen wash pumps-1 | 00GAC07AP001 | PRODUCTION
00GAC07AP001-M01 | Intake screen wash pumps-1 | 00GAC07AP001 | PRODUCTION
00GAC07BR001MR | Common intake discharge header to HDPE/GRP terminal point | 00GAC07BR001 | PRODUCTION |  |  |  | HDPE
00GAC08AA101KA | River water intake, Gate Valve | 00GAC08AA101 | PRODUCTION
00GAC08AP001KP | Intake screen wash pumps-2 | 00GAC08AP001 | PRODUCTION
00GAC08AP001-M01 | Intake screen wash pumps-2 | 00GAC08AP001 | PRODUCTION
00GAC08BR001MR | River water | 00GAC08BR001 | PRODUCTION
00GAC09AA101KA | River water intake, Gate Valve | 00GAC09AA101 | PRODUCTION
00GAC09BR001MR | River water piping | 00GAC09BR001 | PRODUCTION
00GAC10AA101KA | River water intake, Gate Valve | 00GAC10AA101 | PRODUCTION
00GAC10BR001MR | Service water to semi dry sorbent injection | 00GAC10BR001 | PRODUCTION
00GAC10BR010MR | Service water water supply to Service water water consumers | 00GAC10BR010 | PRODUCTION |  |  |  | SA312 TP304L
00GAC11AA101KA | River water intake, Gate Valve | 00GAC11AA101 | PRODUCTION
00GAC11BR001MR | Service water to dust supressions system | 00GAC11BR001 | PRODUCTION
00GAC12AA101KA | Gate Valve | 00GAC12AA101 | PRODUCTION
00GAC12BR001MR | Service water to one point near plant boundary | 00GAC12BR001 | PRODUCTION
00GAC13AA101KA | Gate Valve | 00GAC13AA101 | PRODUCTION
00GAC13BR001MR | STP Treated waste water | 00GAC13BR001 | PRODUCTION
00GAC14AA101KA | Gate Valve | 00GAC14AA101 | PRODUCTION
00GAC14BR001MR | STP Treated waste water | 00GAC14BR001 | PRODUCTION
00GAC15AA101KA | Gate Valve | 00GAC15AA101 | PRODUCTION
00GAC15BR001MR | Oily waste water | 00GAC15BR001 | PRODUCTION
00GAC16AA101KA | Gate Valve | 00GAC16AA101 | PRODUCTION
00GAC16BR001MR | ETP Filter back wash waste water | 00GAC16BR001 | PRODUCTION
00GAC17AA101KA | Gate Valve | 00GAC17AA101 | PRODUCTION
00GAC17BR001MR | Neutralized effluent | 00GAC17BR001 | PRODUCTION
00GAC20BR010MR | Service water water supply to Service water water consumers | 00GAC20BR010 | PRODUCTION |  |  | DN 150 | SA312 TP304L
00GAC20BR020MR | Service water supply to Service water distribution to Emergency showers | 00GAC20BR020 | PRODUCTION |  |  | DN 50 | SA312 TP304L
00GAC20BR030MR | Service water supply to Service water distribution to Emergency showers | 00GAC20BR030 | PRODUCTION |  |  | DN 40 | SA312 TP304L
00GAC20BR040MR | Service water supply to Service water distribution to Emergency showers | 00GAC20BR040 | PRODUCTION |  |  | DN 40 | SA312 TP304L
20GAC21AA001KA | Ball Valve | 20GAC21AA001 | PRODUCTION |  |  | VT3L | AISI316
10GAC21BR010MR | Service water to Common emergency shower, CaO silos | 10GAC21BR010 | PRODUCTION |  |  | DN 25 | SA312 TP304L
20GAC21BR010MR | Service water to Common emergency shower, CaO silos | 20GAC21BR010 | PRODUCTION |  |  | DN 25 | SA312 TP304L
10GAC22BR010MR | Service water to Emergency shower, Mixer boiler 1 | 10GAC22BR010 | PRODUCTION |  |  | DN 25 | SA312 TP304L
20GAC22BR010MR | Service water to Emergency shower, Mixer boiler 2 | 20GAC22BR010 | PRODUCTION |  |  | DN 25 | SA312 TP304L
20GAC23AA001KA | Ball Valve | 20GAC23AA001 | PRODUCTION |  |  | VT3L | AISI316
00GAC23AA101KA | Gate Valve | 00GAC23AA101 | PRODUCTION
00GAC23AP001KP | ETP Feed pump-1 | 00GAC23AP001 | PRODUCTION
00GAC23AP001-M01 | ETP Feed pump-1 | 00GAC23AP001 | PRODUCTION
00GAC23BR001MR | Service water to ETP Feed pump-1 | 00GAC23BR001 | PRODUCTION
10GAC23BR010MR | Service water to Common emergency shower, Big bag stations | 10GAC23BR010 | PRODUCTION |  |  | DN 25 | SA312 TP304L
20GAC23BR010MR | Service water to Common emergency shower, Big bag stations | 20GAC23BR010 | PRODUCTION |  |  | DN 25 | SA312 TP304L
00GAC24AA101KA | Gate Valve | 00GAC24AA101 | PRODUCTION
00GAC24AA301KA | Gate Valve | 00GAC24AA301 | PRODUCTION
00GAC24BR001MR | Service water to ETP Feed pump-1 | 00GAC24BR001 | PRODUCTION
00GAC24CP501QP | Pressure Gauge | 00GAC24CP501 | PRODUCTION
00GAC25AA101KA | Gate Valve | 00GAC25AA101 | PRODUCTION
00GAC25AP001KP | ETP Feed pump-2 | 00GAC25AP001 | PRODUCTION
00GAC25AP001-M01 | ETP Feed pump-2 | 00GAC25AP001 | PRODUCTION
00GAC25BR001MR | Service water to ETP Feed pump-2 | 00GAC25BR001 | PRODUCTION
00GAC26AA101KA | Gate Valve | 00GAC26AA101 | PRODUCTION
00GAC26AA301KA | Gate Valve | 00GAC26AA301 | PRODUCTION
00GAC26AA701KA | Non-Return Valve | 00GAC26AA701 | PRODUCTION
00GAC26BR001MR | Service water to ETP Feed pump-1 | 00GAC26BR001 | PRODUCTION
00GAC26CP501QP | Pressure Gauge | 00GAC26CP501 | PRODUCTION
00GAC27AA101KA | Gate Valve | 00GAC27AA101 | PRODUCTION
00GAC27BR001MR | Service water to ETP Feed pump-1 | 00GAC27BR001 | PRODUCTION
00GAC27CP001-U01 | Pressure transmitter | 00GAC27CP001 | PRODUCTION
00GAC28BR001MR | ETP water line to Feed pump-2 | 00GAC28BR001 | PRODUCTION
00GAC29AA101KA | Gate Valve | 00GAC29AA101 | PRODUCTION
00GAC29AP001KP | ETP treated water transfer pump-1 | 00GAC29AP001 | PRODUCTION |  |  | CHLF(T)2-40
00GAC29AP001-M01 | ETP treated water transfer pump-1 | 00GAC29AP001 | PRODUCTION
00GAC29BR001MR | ETP treated water line to transfer pump-1 | 00GAC29BR001 | PRODUCTION
00GAC30AA101KA | Gate Valve | 00GAC30AA101 | PRODUCTION
00GAC30AA701KA | ETP treated water transfer pump-1 | 00GAC30AA701 | PRODUCTION |  |  | CHLF(T)2-40
00GAC30BR001MR | ETP treated water line to transfer pump-1 | 00GAC30BR001 | PRODUCTION
00GAC31AA101KA | Gate Valve | 00GAC31AA101 | PRODUCTION
00GAC31AP001KP | ETP treated water transfer pump-2 | 00GAC31AP001 | PRODUCTION |  |  | CHLF(T)2-40
00GAC31AP001-M01 | ETP treated water transfer pump-2 | 00GAC31AP001 | PRODUCTION
00GAC31BR001MR | ETP treated water line to transfer pump-2 | 00GAC31BR001 | PRODUCTION
10GAC31BR010MR | Service water to Blow-down tank, Boiler 1 | 10GAC31BR010 | PRODUCTION |  |  | DN 100 | SA312 TP304L
20GAC31BR010MR | Service water to Blow-down tank, Boiler 2 | 20GAC31BR010 | PRODUCTION |  |  | DN 100 | SA312 TP304L
10GAC32BR010MR | Service water to Blow-down tank | 10GAC32BR010 | PRODUCTION |  |  | DN 50 | SA312 TP304L
20GAC32BR010MR | Service water to Blow-down tank | 20GAC32BR010 | PRODUCTION |  |  | DN 50 | SA312 TP304L
00GAC34AA101KA | Gate Valve | 00GAC34AA101 | PRODUCTION
00GAC34BR001MR | Recirculation line | 00GAC34BR001 | PRODUCTION
00GAC40BR010MR | Service water supply to Process water tank | 00GAC40BR010 | PRODUCTION |  |  | DN 50 | SA312 TP304L
00GAC40BR020MR | Service water supply to Process water tank | 00GAC40BR020 | PRODUCTION |  |  | DN 50 | SA312 TP304L
10GAC41BR010MR | Service water supply to Intermediate tank Boiler 1 | 10GAC41BR010 | PRODUCTION |  |  | DN 25 | SA312 TP304L
20GAC41BR010MR | Service water supply to Intermediate tank Boiler 2 | 20GAC41BR010 | PRODUCTION |  |  | DN 25 | SA312 TP304L
10GAC42BR010MR | Intermediate tank to Intermediate tank, drain pipe | 10GAC42BR010 | PRODUCTION |  |  | DN 25 | SA312 TP304L
20GAC42BR010MR | Intermediate tank to Intermediate tank, drain pipe | 20GAC42BR010 | PRODUCTION |  |  | DN 25 | SA312 TP304L
10GAC43AA001KA | Ball Valve | 10GAC43AA001 | PRODUCTION
10GAC43AA002KA | Ball Valve | 10GAC43AA002 | PRODUCTION
10GAC43AA701KA | Ball Valve | 10GAC43AA701 | PRODUCTION
20GAC43AA701KA | Ball Valve | 20GAC43AA701 | PRODUCTION
10GAC43BB001KD | Balancing tank | 10GAC43BB001 | PRODUCTION
20GAC43BB001KD | Balancing tank | 20GAC43BB001 | PRODUCTION
10GAC43BR010MR | Intermediate tank to Hydrator, Boiler 1 | 10GAC43BR010 | PRODUCTION |  |  | DN 32 | SA312 TP304L
20GAC43BR010MR | Intermediate tank to Hydrator, Boiler 1 | 20GAC43BR010 | PRODUCTION |  |  | DN 32 | SA312 TP304L
10GAC43BR020MR | Intermediate tank to Hydrator to Drain | 10GAC43BR020 | PRODUCTION |  |  | DN 15 | SA312 TP304L
20GAC43BR020MR | Intermediate tank to Hydrator to Drain | 20GAC43BR020 | PRODUCTION |  |  | DN 15 | SA312 TP304L
10GAC44AA001KA | Ball Valve | 10GAC44AA001 | PRODUCTION
10GAC44AA701KA | Ball Valve | 10GAC44AA701 | PRODUCTION
10GAC44BB001KD | Balancing tank | 10GAC44BB001 | PRODUCTION
20GAC44BB001KD | Balancing tank | 20GAC44BB001 | PRODUCTION
10GAC44BR010MR | Cooling Water dosing pump to Hydrator, Boiler 1 | 10GAC44BR010 | PRODUCTION |  |  | DN 15 | SA312 TP304L
20GAC44BR010MR | Cooling Water dosing pump to Hydrator, Boiler 1 | 20GAC44BR010 | PRODUCTION |  |  | DN 15 | SA312 TP304L
10GAC44BR015MR | Cooling Water dosing pump to Hydrator, Boiler 1 | 10GAC44BR015 | PRODUCTION |  |  | DN 15 | SA312 TP304L
20GAC44BR015MR | Cooling Water dosing pump to Hydrator, Boiler 1 | 20GAC44BR015 | PRODUCTION |  |  | DN 15 | SA312 TP304L
10GAC44BR020MR | Service water to Hydrator, Boiler 1 to Hydrator, Boiler 1 | 10GAC44BR020 | PRODUCTION |  |  | DN 15 | TBD
20GAC44BR020MR | Service water to Hydrator, Boiler 1 to Hydrator, Boiler 2 | 20GAC44BR020 | PRODUCTION |  |  | DN 15 | TBD
10GAC45BR010MR | Safety valve after pump, Boiler 1 to Intermediate tank | 10GAC45BR010 | PRODUCTION |  |  | DN 15 | SA312 TP304L
20GAC45BR010MR | Safety valve after pump, Boiler 1 to Intermediate tank | 20GAC45BR010 | PRODUCTION |  |  | DN 15 | SA312 TP304L
10GAC51BR010MR | Service water supply to Lance washing tank | 10GAC51BR010 | PRODUCTION |  |  | DN 15 | SA312 TP304L
20GAC51BR010MR | Service water supply to Lance washing tank | 20GAC51BR010 | PRODUCTION |  |  | DN 15 | SA312 TP304L
10GAC52BR010MR | Lance washing tank to Drain | 10GAC52BR010 | PRODUCTION |  |  | DN 15 | SA312 TP304L
20GAC52BR010MR | Lance washing tank to Drain | 20GAC52BR010 | PRODUCTION |  |  | DN 15 | SA312 TP304L
10GAC53BR010MR | Lance washing tank to Drain | 10GAC53BR010 | PRODUCTION |  |  | DN 50 | SA312 TP304L
20GAC53BR010MR | Lance washing tank to Drain | 20GAC53BR010 | PRODUCTION |  |  | DN 50 | SA312 TP304L
00GAF01AP001-M01 | Boiler and TG building (1&2) Drain pump-1 | 00GAF01AP001 | PRODUCTION |  |  | Amarex INF 50-220/042 ULG 180 Dia | GRAY CAST
00GAF02AP001-M01 | Boiler and TG building (1&2) Drain pump-2 | 00GAF02AP001 | PRODUCTION |  |  | Amarex INF 50-220/042 ULG 180 Dia | GREY CAST
00GAF04AP001KP | Tranformer area Oily water pump-2 | 00GAF04AP001 | PRODUCTION
00GAF04AP001-M01 | Tranformer area Oily water pump-2, motor | 00GAF04AP001 | PRODUCTION
00GAF10AP001-M01 | River water intake pump 1, motor | 00GAF10AP001 | PRODUCTION |  |  | B3TEFC | cast iron
00GAF10AP002-M01 | River water intake pump 2, motor | 00GAF10AP002 | PRODUCTION |  |  | B3TEFC | cast iron
00GAF10AP003-M01 | River water intake pump 3, motor | 00GAF10AP003 | PRODUCTION |  |  | B3TEFC | cast iron
00GAF10AP004-M01 | River dredging pump 4, motor | 00GAF10AP004 | PRODUCTION |  |  | B3TEFC | cast iron
00GAF10AP005-M01 | River dredging pump 5, motor | 00GAF10AP005 | PRODUCTION |  |  | B3TEFC | cast iron
00GAF19AP001-M01 | Peat Run off Pond, motor | 00GAF19AP001 | PRODUCTION
00GAF21AP001KP | PHP tunnel Drain pump-2 | 00GAF21AP001 | PRODUCTION
00GAF21AP001-M01 | PHP tunnel Drain pump-2 | 00GAF21AP001 | PRODUCTION
00GAF23AP001KP | PHP tunnel Drain pump-1 | 00GAF23AP001 | PRODUCTION
00GAF23AP001-M01 | PHP tunnel Drain pump-1, motor | 00GAF23AP001 | PRODUCTION
00GBC59AA032KA | Ball Valve | 00GBC59AA032 | PRODUCTION
00GBC59AA033KA | Ball Valve | 00GBC59AA033 | PRODUCTION
00GBC59AA034KA | Ball Valve | 00GBC59AA034 | PRODUCTION
00GBC59AA107KA | Butterfly Valve | 00GBC59AA107 | PRODUCTION
00GBC59AA108KA | Butterfly Valve | 00GBC59AA108 | PRODUCTION
00GBC59AA151KA | Sludge sump system, angle valve | 00GBC59AA151 | PRODUCTION
00GBC59AA152KA | Sludge sump system, angle valve | 00GBC59AA152 | PRODUCTION
00GBC59AA312KA | Ball Valve | 00GBC59AA312 | PRODUCTION
00GBC59AA313KA | Sludge sump system, angle valve | 00GBC59AA313 | PRODUCTION
00GBC59AA314KA | Sludge sump system, angle valve | 00GBC59AA314 | PRODUCTION
00GBC59AA315KA | Sludge sump system, angle valve | 00GBC59AA315 | PRODUCTION
00GBC59AA316KA | Sludge sump system, angle valve | 00GBC59AA316 | PRODUCTION
00GBC59AA408KA | Ball Valve | 00GBC59AA408 | PRODUCTION
00GBC59AA409KA | Safety valve | 00GBC59AA409 | PRODUCTION
00GBC59AA411KA | Ball Valve | 00GBC59AA411 | PRODUCTION
00GBC59AE001KE | Hoist - 2 Tonnes | 00GBC59AE001 | PRODUCTION
00GBC59AF037KF | Lifting Bar assembly | 00GBC59AF037 | PRODUCTION
00GBC59AF037MG | Lifting Bar assembly, gear | 00GBC59AF037 | PRODUCTION
00GBC59AM001KM | Sludge Pit Air Blower -1 | 00GBC59AM001 | PRODUCTION |  |  | SR 010
00GBC59AM002-M01 | Sludge Pit Air Blower -2, motor | 00GBC59AM002 | PRODUCTION
00GBC59AW003MZ | Chlorine Toner Container Holders | 00GBC59AW003 | PRODUCTION
00GBC59AW004MZ | Chlorine Toner Container Holders | 00GBC59AW004 | PRODUCTION
00GBC59AW005MZ | Chlorine Toner Container Holders | 00GBC59AW005 | PRODUCTION
00GBC59AW006MZ | Chlorine Toner Container Holders | 00GBC59AW006 | PRODUCTION
00GBC59AW007MZ | Chlorine Toner Container Holders | 00GBC59AW007 | PRODUCTION
00GBC59AW008MZ | Chlorine Toner Container Holders | 00GBC59AW008 | PRODUCTION
00GBC59BQ001MR | Skid for sludge sump air blower | 00GBC59BQ001 | PRODUCTION
00GBC59BR004MR | Chlorine Manifold Gas Line | 00GBC59BR004 | PRODUCTION
00GBC59BR005MR | Chlorine Manifold Gas Line | 00GBC59BR005 | PRODUCTION
00GBC59BR006MR | Chlorine Manifold Gas Line | 00GBC59BR006 | PRODUCTION
00GBC59CF505QP | Flow gauge | 00GBC59CF505 | PRODUCTION
00GBC59CF506QP | Flow gauge | 00GBC59CF506 | PRODUCTION
00GBC59CL501QP | Level Gauge | 00GBC59CL501 | PRODUCTION
00GBD59AA119KA | Ball Valve | 00GBD59AA119 | PRODUCTION
00GBD59AA120KA | Ball Valve | 00GBD59AA120 | PRODUCTION
00GBD59AA129KA | Ball Valve | 00GBD59AA129 | PRODUCTION
00GBD59AA130KA | Ball Valve | 00GBD59AA130 | PRODUCTION
00GBD59AM001KM | Scrapper For HRSCC- 1 | 00GBD59AM001 | PRODUCTION
00GBD59AM002KM | Mixer For HRSCC- 1 | 00GBD59AM002 | PRODUCTION
00GBD59AM003KM | Scrapper For HRSCC - 2 | 00GBD59AM003 | PRODUCTION
00GBD59AM003-M01 | Scrapper For HRSCC - 2, motor | 00GBD59AM003 | PRODUCTION
00GBD59AM004KM | Mixer For HRSCC -2 | 00GBD59AM004 | PRODUCTION
00GBD59BB001KD | Cascade Aerator | 00GBD59BB001 | PRODUCTION |  |  | 6m Diax2.286M Height
00GBD59BB004KD | Clarified water storage tank | 00GBD59BB004 | PRODUCTION
00GBD59BR001MR | Control Station chember | 00GBD59BR001 | PRODUCTION
00GBD59BR002MR | Control Station chember | 00GBD59BR002 | PRODUCTION
00GBD59BR003MR | Cascade Aerator Outlet To HRSCC-1 Inlet | 00GBD59BR003 | PRODUCTION
00GBD59BR004MR | HRSCC-1 Outlet Line | 00GBD59BR004 | PRODUCTION
00GBD59BR005MR | Cascade Aerator Outlet To HRSCC-2 Inlet | 00GBD59BR005 | PRODUCTION
00GBD59BR006MR | HRSCC-2 Outlet Line | 00GBD59BR006 | PRODUCTION
00GBD59BR007MR | Cascade Aerator Outlet To HRSCC-1/2 (Bypass) | 00GBD59BR007 | PRODUCTION
00GBD59BR008MR | Control Station chember | 00GBD59BR008 | PRODUCTION
00GBD59BR009MR | Clarifier Water Storage tank Inlet | 00GBD59BR009 | PRODUCTION
00GBD59BR010MR | Clarifier Water Storage tank Inlet | 00GBD59BR010 | PRODUCTION
00GBD59BR011MR | Control Station Outlet Line Sampling Point | 00GBD59BR011 | PRODUCTION
00GBD59BR017MR | Wtp area to clarified water storage tank | 00GBD59BR017 | PRODUCTION |  |  |  | M S PIPE
00GBD59CG001-F01 | Limit switch | 00GBD59CG001 | PRODUCTION
00GBD59CG002-F01 | Limit switch | 00GBD59CG002 | PRODUCTION
00GBD59CG003-F01 | Limit switch | 00GBD59CG003 | PRODUCTION
00GBN01BR001MR | Sodium Hypo chlorite(10% Concentration) | 00GBN01BR001 | PRODUCTION
00GBN02BB001KD | Naoci dosing tank 00?gbn?02?bb?001 | 00GBN02BB001 | PRODUCTION |  |  | i-DW40 | FRP
00GBN02BR001MR | Sodium Hypo chlorite(10% Concentration) | 00GBN02BR001 | PRODUCTION
00GBN02CL501QP | Level Gauge | 00GBN02CL501 | PRODUCTION
00GBN03BR001MR | Sodium Hypo chlorite(10% Concentration) | 00GBN03BR001 | PRODUCTION
00GBN04AP002KP | Naoci dosing pump ?2 | 00GBN04AP002 | PRODUCTION
00GBN04AP002-M01 | Naoci dosing pump ?2, motor | 00GBN04AP002 | PRODUCTION
00GBN04AT001KT | Na0cl dosing pump 1 Strainer | 00GBN04AT001 | PRODUCTION
00GBN04BR001MR | Sodium Hypo chlorite(10% Concentration) | 00GBN04BR001 | PRODUCTION
00GBN05AT001KT | Na0cl dosing pump 2 Strainer | 00GBN05AT001 | PRODUCTION
00GBN05BR001MR | Sodium Hypo chlorite(10% Concentration) | 00GBN05BR001 | PRODUCTION
00GBN06BR001MR | Sodium Hypo chlorite(10% Concentration) | 00GBN06BR001 | PRODUCTION
00GBN07BR001MR | Sodium Hypo chlorite(10% Concentration) | 00GBN07BR001 | PRODUCTION
00GBN08BR001MR | Sodium Hypo chlorite(10% Concentration) | 00GBN08BR001 | PRODUCTION
00GBN59AA501KA | Relief Valve | 00GBN59AA501 | PRODUCTION
00GBN59AA502KA | Relief Valve | 00GBN59AA502 | PRODUCTION
00GBN59AA503KA | Relief Valve | 00GBN59AA503 | PRODUCTION
00GBN59AA504KA | Relief Valve | 00GBN59AA504 | PRODUCTION
00GBN59AP004KD | Lime Dosing Tank | 00GBN59AP004 | PRODUCTION |  |  |  | RCC
00GBP59AA151KA | Ball Valve | 00GBP59AA151 | PRODUCTION
00GBN59AT004KT | Alum Dosing Pump 2 strainer | 00GBN59AT004 | PRODUCTION
00GBN59AT005KT | Y strainer for Lime Dosing Pump 1 | 00GBN59AT005 | PRODUCTION
00GBN59AT006KT | Y strainer for Lime Dosing Pump 2 | 00GBN59AT006 | PRODUCTION
00GBN59AT007KT | DWPE Dosing Pump 1 strainer | 00GBN59AT007 | PRODUCTION
00GBN59AT008KT | DWPE Dosing Pump 2 strainer | 00GBN59AT008 | PRODUCTION
00GBN59BB003KD | Alum Dosing Tank 1 | 00GBN59BB003 | PRODUCTION |  |  |  | RCC
00GBN59BB004KD | Alum Dosing Tank 2 | 00GBN59BB004 | PRODUCTION |  |  |  | RCC
00GBN59BB005KD | Lime Dosing Tank 1 | 00GBN59BB005 | PRODUCTION
00GBN59BB006KD | Lime Dosing Tank 2 | 00GBN59BB006 | PRODUCTION
00GBN59BQ002MR | Skid for poly dosing system | 00GBN59BQ002 | PRODUCTION
00GBN59BQ003MR | Skid for alum and lime pumps | 00GBN59BQ003 | PRODUCTION
00GBN59BQ004MR | Skid for DWPE dosing system | 00GBN59BQ004 | PRODUCTION
00GBN59BR001MR | Pipe line for poly dosing system | 00GBN59BR001 | PRODUCTION
00GBN59BR002MR | Pipe line for poly dosing system | 00GBN59BR002 | PRODUCTION
00GBN59BR003MR | Pipe line for poly dosing system | 00GBN59BR003 | PRODUCTION
00GBN59BR004MR | Pipe line for poly dosing system | 00GBN59BR004 | PRODUCTION
00GBN59BR005MR | Pipe line for poly dosing system | 00GBN59BR005 | PRODUCTION
00GBN59BR006MR | Pipe line for poly dosing system | 00GBN59BR006 | PRODUCTION
00GBN59BR007MR | Pipe line for poly dosing system | 00GBN59BR007 | PRODUCTION
00GBN59BR008MR | Pipe line for poly dosing system | 00GBN59BR008 | PRODUCTION
00GBN59BR009MR | Pipe line for poly dosing system | 00GBN59BR009 | PRODUCTION
00GBN59BR010MR | Pipe line for poly dosing system | 00GBN59BR010 | PRODUCTION
00GBN59BR011MR | Pipe line for poly dosing system | 00GBN59BR011 | PRODUCTION
00GBN59BR012MR | Pipe line for poly dosing system | 00GBN59BR012 | PRODUCTION
00GBN59BR013MR | Pipe line for poly dosing system | 00GBN59BR013 | PRODUCTION
00GBN59BR014MR | Pipe line for poly dosing system | 00GBN59BR014 | PRODUCTION
00GBN59BR015MR | Pipe line for poly dosing system | 00GBN59BR015 | PRODUCTION
00GBN59BR016MR | Pipe line for poly dosing system | 00GBN59BR016 | PRODUCTION
00GBN59BR017MR | HRSCC-1 Lime Dosing Inlet | 00GBN59BR017 | PRODUCTION
00GBN59BR018MR | HRSCC-2 Lime Dosing Inlet | 00GBN59BR018 | PRODUCTION
00GBN59BR019MR | HRSCC-1 Lime Dosing Inlet | 00GBN59BR019 | PRODUCTION
00GBN59BR020MR | Pipe line for alum dosing system | 00GBN59BR020 | PRODUCTION
00GBN59BR021MR | Pipe line for alum dosing system | 00GBN59BR021 | PRODUCTION
00GBN59BR022MR | Pipe line for alum dosing system | 00GBN59BR022 | PRODUCTION
00GBN59BR023MR | Pipe line for alum dosing system | 00GBN59BR023 | PRODUCTION
00GBN59BR024MR | Pipe line for alum dosing system | 00GBN59BR024 | PRODUCTION
00GBN59BR025MR | Pipe line for alum dosing system | 00GBN59BR025 | PRODUCTION
00GBN59BR026MR | Pipe line for alum dosing system | 00GBN59BR026 | PRODUCTION
00GBN59BR027MR | Pipe line for alum dosing system | 00GBN59BR027 | PRODUCTION
00GBN59BR028MR | Pipe line for alum dosing system | 00GBN59BR028 | PRODUCTION
00GBN59BR029MR | Pipe line for alum dosing system | 00GBN59BR029 | PRODUCTION
00GBN59BR030MR | Pipe line for alum dosing system | 00GBN59BR030 | PRODUCTION
00GBN59BR031MR | Pipe line for alum dosing system | 00GBN59BR031 | PRODUCTION
00GBN59BR032MR | Pipe line for alum dosing system | 00GBN59BR032 | PRODUCTION
00GBN59BR033MR | Pipe line for alum dosing system | 00GBN59BR033 | PRODUCTION
00GBN59BR034MR | Pipe line for alum dosing system | 00GBN59BR034 | PRODUCTION
00GBN59BR035MR | HRSCC-1 Alum Dosing Inlet | 00GBN59BR035 | PRODUCTION
00GBN59BR036MR | HRSCC-2 Lime Dosing Inlet | 00GBN59BR036 | PRODUCTION
00GBN59BR037MR | HRSCC-1 Lime Dosing Inlet | 00GBN59BR037 | PRODUCTION
00GBN59BR038MR | Pipe line for lime dosing system | 00GBN59BR038 | PRODUCTION
00GBN59BR039MR | Pipe line for lime dosing system | 00GBN59BR039 | PRODUCTION
00GBN59BR040MR | Pipe line for lime dosing system | 00GBN59BR040 | PRODUCTION
00GBN59BR041MR | Pipe line for lime dosing system | 00GBN59BR041 | PRODUCTION
00GBN59BR042MR | Pipe line for lime dosing system | 00GBN59BR042 | PRODUCTION
00GBN59BR043MR | Pipe line for lime dosing system | 00GBN59BR043 | PRODUCTION
00GBN59BR044MR | Pipe line for lime dosing system | 00GBN59BR044 | PRODUCTION
00GBN59BR045MR | Pipe line for lime dosing system | 00GBN59BR045 | PRODUCTION
00GBN59BR046MR | Pipe line for lime dosing system | 00GBN59BR046 | PRODUCTION
00GBN59BR047MR | Pipe line for lime dosing system | 00GBN59BR047 | PRODUCTION
00GBN59BR048MR | Pipe line for lime dosing system | 00GBN59BR048 | PRODUCTION
00GBN59BR049MR | Pipe line for lime dosing system | 00GBN59BR049 | PRODUCTION
00GBN59BR050MR | Pipe line for lime dosing system | 00GBN59BR050 | PRODUCTION
00GBN59BR051MR | Pipe line for lime dosing system | 00GBN59BR051 | PRODUCTION
00GBN59BR052MR | Pipe line for lime dosing system | 00GBN59BR052 | PRODUCTION
00GBN59BR053MR | HRSCC-1 Lime Dosing Inlet | 00GBN59BR053 | PRODUCTION
00GBN59BR054MR | HRSCC-2 Lime Dosing Inlet | 00GBN59BR054 | PRODUCTION
00GBN59BR055MR | HRSCC-1 Lime Dosing Inlet | 00GBN59BR055 | PRODUCTION
00GBN59BR056MR | Pipe line for DWPE dosing system | 00GBN59BR056 | PRODUCTION
00GBN59BR057MR | Pipe line for DWPE dosing system | 00GBN59BR057 | PRODUCTION
00GBN59BR058MR | Pipe line for DWPE dosing system | 00GBN59BR058 | PRODUCTION
00GBN59BR059MR | Pipe line for DWPE dosing system | 00GBN59BR059 | PRODUCTION
00GBN59BR060MR | Pipe line for DWPE dosing system | 00GBN59BR060 | PRODUCTION
00GBN59BR061MR | Pipe line for DWPE dosing system | 00GBN59BR061 | PRODUCTION
00GBN59BR062MR | Pipe line for DWPE dosing system | 00GBN59BR062 | PRODUCTION
00GBN59BR063MR | Pipe line for DWPE dosing system | 00GBN59BR063 | PRODUCTION
00GBN59BR064MR | Pipe line for DWPE dosing system | 00GBN59BR064 | PRODUCTION
00GBN59BR065MR | Pipe line for DWPE dosing system | 00GBN59BR065 | PRODUCTION
00GBN59BR066MR | Pipe line for DWPE dosing system | 00GBN59BR066 | PRODUCTION
00GBN59BR067MR | Pipe line for DWPE dosing system | 00GBN59BR067 | PRODUCTION
00GBN59BR068MR | Pipe line for DWPE dosing system | 00GBN59BR068 | PRODUCTION
00GBN59BR069MR | Pipe line for DWPE dosing system | 00GBN59BR069 | PRODUCTION
00GBN59BR070MR | Pipe line for DWPE dosing system | 00GBN59BR070 | PRODUCTION
00GBN59BR071MR | Pipe line for centrifuge system | 00GBN59BR071 | PRODUCTION
00GBP59AA152KA | Ball Valve | 00GBP59AA152 | PRODUCTION
00GBP59AA153KA | Ball Valve | 00GBP59AA153 | PRODUCTION
00GBP59AA154KA | Ball Valve | 00GBP59AA154 | PRODUCTION
00GBP59AA155KA | Ball Valve | 00GBP59AA155 | PRODUCTION
00GBP59AA156KA | Ball Valve | 00GBP59AA156 | PRODUCTION
00GBP59AA157KA | Ball Valve | 00GBP59AA157 | PRODUCTION
00GBP59AA158KA | Ball Valve | 00GBP59AA158 | PRODUCTION
00GBP59AA159KA | Ball Valve | 00GBP59AA159 | PRODUCTION
00GBP59AT001KT | Emergency Shower - Chemical house | 00GBP59AT001 | PRODUCTION
00GBP59AT002KT | Emergency Shower - Chemical house | 00GBP59AT002 | PRODUCTION
00GBP59BR001MR | Eye Wash and Safety Shower piping | 00GBP59BR001 | PRODUCTION
00GBP59BR002MR | Eye Wash and Safety Shower piping | 00GBP59BR002 | PRODUCTION
00GBP59BR003MR | Eye Wash and Safety Shower piping | 00GBP59BR003 | PRODUCTION
00GBP59BR004MR | Eye Wash and Safety Shower piping | 00GBP59BR004 | PRODUCTION
00GBP59BR005MR | Eye Wash and Safety Shower piping | 00GBP59BR005 | PRODUCTION
00GBP59BR006MR | Eye Wash and Safety Shower piping | 00GBP59BR006 | PRODUCTION
00GBP59BR007MR | Eye Wash and Safety Shower piping | 00GBP59BR007 | PRODUCTION
00GBP59BR008MR | Eye Wash and Safety Shower piping | 00GBP59BR008 | PRODUCTION
00GBP59BR009MR | Eye Wash and Safety Shower piping | 00GBP59BR009 | PRODUCTION
00GBP59BR010MR | Eye Wash and Safety Shower piping | 00GBP59BR010 | PRODUCTION
00GBP59BR011MR | Eye Wash and Safety Shower piping | 00GBP59BR011 | PRODUCTION
00GBP59BR012MR | Eye Wash and Safety Shower piping | 00GBP59BR012 | PRODUCTION
00GBS59AM003KM | Centrifuge - 1 | 00GBS59AM003 | PRODUCTION |  |  | ASTM D3299/BS:4994-987&PS:15:69 | FRP
00GBS59AM003-M01 | Centrifuge - 1, motor | 00GBS59AM003 | PRODUCTION |  |  | TEFC Safe Area
00GBS59AM101KM | Sludge Transfer Pump- 1 | 00GBS59AM101 | PRODUCTION |  |  | Aramex IN F50-220/042 YL160
00GBS59AM102KM | Agitator Sludge Transfer Pump- 2 | 00GBS59AM102 | PRODUCTION
00GBS59BB001KD | Sludge Sump | 00GBS59BB001 | PRODUCTION
00GBS59BR001MR | Sludge Transfer Pump-1 Discharge Line | 00GBS59BR001 | PRODUCTION
00GBS59BR002MR | Sludge Transfer Pump-2 Discharge Line | 00GBS59BR002 | PRODUCTION
00GBS59BR003MR | Sludge Transfer Pump-1/2 Discharge Common Header To Centrifuge Inlet | 00GBS59BR003 | PRODUCTION
00GBS59BR004MR | Centrifuge Outlet To Cascade Aerator Inlet | 00GBS59BR004 | PRODUCTION
00GBS59BR005MR | Sludge Transfer Pump-1 Discharge (Instru-PG-00-GBS-59-CP-501) | 00GBS59BR005 | PRODUCTION
00GBS59BR006MR | Sludge Transfer Pump-2 Discharge (Instru-PG-00-GBS-59-CP-502) | 00GBS59BR006 | PRODUCTION
00GBS59BR007MR | Sludge Transfer Pump-1/2 Discharge Common Header (Instru-PS-00-GBS-59-CP-101) | 00GBS59BR007 | PRODUCTION
00GBS59BR008MR | Sludge + Service WaterTelescopic valve Pit -1 | 00GBS59BR008 | PRODUCTION
00GBS59BR009MR | Sludge + Service WaterTelescopic valve Pit -2 | 00GBS59BR009 | PRODUCTION
00GBS59BR010MR | Sludge Transfer Pump-2 Discharge (Instru-PG-00-GBS-59-CP-502) | 00GBS59BR010 | PRODUCTION
00GBS59CP101-F01 | Pressure switch | 00GBS59CP101 | PRODUCTION
00GCB59AA201-M01 | Control Valve Station at Raw Water Inlet | 00GCB59AA201 | PRODUCTION
00GCB59AA251QN | Actuator, Butterfly Valve | 00GCB59AA251 | PRODUCTION
00GCB59AA256KA | Double actuated butterfly valve | 00GCB59AA256 | PRODUCTION
00GCB59AA263KA | Double actuated butterfly valve | 00GCB59AA263 | PRODUCTION
00GCB59AA265QN | Actuator, Butterfly Valve | 00GCB59AA265 | PRODUCTION
00GCB59AT001KT | Activated carbon filter-1 | 00GCB59AT001 | PRODUCTION
00GCB59AT002KT | Pressure sand filter-2 | 00GCB59AT002 | PRODUCTION
00GCB59BB005KD | Filter water overhead tank | 00GCB59BB005 | PRODUCTION
00GCB59BQ001MR | Skid for pressure sand filter | 00GCB59BQ001 | PRODUCTION
00GCB59BQ002MR | Skid for activated carbon filter | 00GCB59BQ002 | PRODUCTION
00GCB59BR011MR | Air Blower for Sludge sump-1 Discharge Line | 00GCB59BR011 | PRODUCTION
00GCB59BR012MR | Air Blower for Sludge sump-2 Discharge Line | 00GCB59BR012 | PRODUCTION
00GCB59BR013MR | Pressure Sand Filter-2 Service Inlet Main Header | 00GCB59BR013 | PRODUCTION
00GCB59BR014MR | Activated Carbon Filter-1 Service Inlet Main Header | 00GCB59BR014 | PRODUCTION
00GCB59BR015MR | Activated Carbon Filter-2 Service Inlet Main Header | 00GCB59BR015 | PRODUCTION
00GCB59BR016MR | Strong Acid Cation-1 Service Inlet Main Header | 00GCB59BR016 | PRODUCTION
00GCB59BR017MR | Strong Acid Cation-2 Service Inlet Main Header | 00GCB59BR017 | PRODUCTION
00GCB59BR018MR | Control Valve Station at Raw Water Inlet | 00GCB59BR018 | PRODUCTION
00GCB59BR019MR | FWOT Outlet To PSF-1/2 Common B/W Inlet (Instru-FE-00-GCB-59-CF-501) | 00GCB59BR019 | PRODUCTION
00GCB59BR020MR | FWOT Outlet To PSF-1/2 Common B/W Inlet (Instru-FE-00-GCB-59-CF-501) | 00GCB59BR020 | PRODUCTION
00GCB59BR021MR | Pressure Sand Filter-1 (Instru-DPT-00-GCB-59-CP-151) | 00GCB59BR021 | PRODUCTION
00GCB59BR022MR | Pressure Sand Filter-1 Service Inlet (Instru-PG-00-GCB-59-CP-501) | 00GCB59BR022 | PRODUCTION
00GCB59BR023MR | Pressure Sand Filter-1 Service Outlet (Instru-PG-00-GCB-59-CP-502) | 00GCB59BR023 | PRODUCTION
00GCB59BR024MR | Pressure Sand Filter-1 (Instru-DPT-00-GCB-59-CP-151) | 00GCB59BR024 | PRODUCTION
00GCB59BR025MR | Pressure Sand Filter-2 (Instru-DPT-00-GCB-59-CP-152) | 00GCB59BR025 | PRODUCTION
00GCB59BR026MR | Pressure Sand Filter-2 Service Inlet (Instru-PG-00-GCB-59-CP-503) | 00GCB59BR026 | PRODUCTION
00GCB59BR027MR | Pressure Sand Filter-2 Service Outlet (Instru-PG-00-GCB-59-CP-504) | 00GCB59BR027 | PRODUCTION
00GCB59BR028MR | Pressure Sand Filter-2 (Instru-DPT-00-GCB-59-CP-152) | 00GCB59BR028 | PRODUCTION
00GCB59BR029MR | Activated Carbon Filter-1 (Instru-DPT-00-GCB-59-CP-103) | 00GCB59BR029 | PRODUCTION
00GCB59BR030MR | Activated Carbon Filter-1 Service Inlet (Instru-PG-00-GCB-59-CP-505) | 00GCB59BR030 | PRODUCTION
00GCB59BR031MR | Control Valve Station at Raw Water Inlet | 00GCB59BR031 | PRODUCTION
00GCB59BR032MR | FWOT Outlet To PSF-1/2 Common B/W Inlet (Instru-FE-00-GCB-59-CF-501) | 00GCB59BR032 | PRODUCTION
00GCB59BR033MR | FWOT Outlet To PSF-1/2 Common B/W Inlet (Instru-FE-00-GCB-59-CF-501) | 00GCB59BR033 | PRODUCTION
00GCB59BR034MR | Pressure Sand Filter-1 (Instru-DPT-00-GCB-59-CP-151) | 00GCB59BR034 | PRODUCTION
00GCB59BR035MR | Pressure Sand Filter-1 Service Inlet (Instru-PG-00-GCB-59-CP-501) | 00GCB59BR035 | PRODUCTION
00GCB59BR036MR | Pressure Sand Filter-1 Service Outlet (Instru-PG-00-GCB-59-CP-502) | 00GCB59BR036 | PRODUCTION
00GCB59BR037MR | Pressure Sand Filter-1 (Instru-DPT-00-GCB-59-CP-151) | 00GCB59BR037 | PRODUCTION
00GCB59BR038MR | Pressure Sand Filter-2 (Instru-DPT-00-GCB-59-CP-152) | 00GCB59BR038 | PRODUCTION
00GCB59BR039MR | Pressure Sand Filter-2 Service Inlet (Instru-PG-00-GCB-59-CP-503) | 00GCB59BR039 | PRODUCTION
00GCB59BR040MR | Pressure Sand Filter-2 Service Outlet (Instru-PG-00-GCB-59-CP-504) | 00GCB59BR040 | PRODUCTION
00GCB59BR041MR | Pressure Sand Filter-2 (Instru-DPT-00-GCB-59-CP-152) | 00GCB59BR041 | PRODUCTION
00GCB59BR042MR | Activated Carbon Filter-1 (Instru-DPT-00-GCB-59-CP-103) | 00GCB59BR042 | PRODUCTION
00GCB59CP151-F01 | Pressure switch | 00GCB59CP151 | PRODUCTION
00GCB59CP152-F01 | Pressure switch | 00GCB59CP152 | PRODUCTION
00GCB59CQ002-U01 | Flow transmitter | 00GCB59CQ002 | PRODUCTION
00GCC59AA103KA | Butterfly Valve | 00GCC59AA103 | PRODUCTION
00GCC59AA104KA | Butterfly Valve | 00GCC59AA104 | PRODUCTION
00GCC59AA151KA | Angle safety Valve | 00GCC59AA151 | PRODUCTION
00GCC59AA152KA | Angle Valve | 00GCC59AA152 | PRODUCTION
00GCC59AA251QN | Actuator, Butterfly Valve | 00GCC59AA251 | PRODUCTION
00GCC59AA701KA | Check Valve | 00GCC59AA701 | PRODUCTION
00GCC59AA702KA | Check Valve | 00GCC59AA702 | PRODUCTION
00GCC59BQ001MR | Skid for PSF air blower | 00GCC59BQ001 | PRODUCTION
00GCC59CP201-F01 | Pressure switch | 00GCC59CP201 | PRODUCTION
00GCC59CP202-F01 | Pressure switch | 00GCC59CP202 | PRODUCTION
00GCF59AP003-M01 | DM regeneration pump 1 | 00GCF59AP003 | PRODUCTION
00GCF59AP004-M01 | DM regeneration pump 2 | 00GCF59AP004 | PRODUCTION
00GCF59AT005KT | SBA 1 to SAC strainer | 00GCF59AT005 | PRODUCTION |  |  | SS316 resin trap (cone type)
00GCF59AT006KT | SBA 1 to N-pit strainer | 00GCF59AT006 | PRODUCTION |  |  | SS316 resin trap (cone type)
00GCF59AT007KT | SBA 2 to SAC strainer | 00GCF59AT007 | PRODUCTION |  |  | SS316 resin trap (cone type)
00GCF59AT008KT | SBA 2 to N-pit strainer | 00GCF59AT008 | PRODUCTION |  |  | SS316 resin trap (cone type)
00GCF59AT009KT | MB 1 to DM tank Strainer | 00GCF59AT009 | PRODUCTION |  |  | SS316 resin trap (cone type)
00GCF59AT010KT | MB 1 to N-pit Strainer | 00GCF59AT010 | PRODUCTION |  |  | SS316 resin trap (cone type)
00GCF59AT011KT | MB 2 to DM tank Strainer | 00GCF59AT011 | PRODUCTION |  |  | SS316 resin trap (cone type)
00GCF59AT012KT | MB 2 to N-pit Strainer | 00GCF59AT012 | PRODUCTION |  |  | SS316 resin trap (cone type)
00GCF59BQ001MR | Skid for strong acid cation | 00GCF59BQ001 | PRODUCTION
00GCF59BQ002MR | Skid for strong base anion | 00GCF59BQ002 | PRODUCTION
00GCF59BQ003MR | Skid for DG air blower and DG water transfer pump | 00GCF59BQ003 | PRODUCTION
00GCF59BQ004MR | Skid for mixed bed-1 | 00GCF59BQ004 | PRODUCTION
00GCF59BR001MR | Pipe line for strong acid cation | 00GCF59BR001 | PRODUCTION
00GCF59BR002MR | Pipe line for strong acid cation | 00GCF59BR002 | PRODUCTION
00GCF59BR003MR | Pipe line for strong acid cation | 00GCF59BR003 | PRODUCTION
00GCF59BR004MR | Pipe line for strong acid cation | 00GCF59BR004 | PRODUCTION
00GCF59BR005MR | Pipe line for strong acid cation | 00GCF59BR005 | PRODUCTION
00GCF59BR006MR | Pipe line for strong acid cation | 00GCF59BR006 | PRODUCTION
00GCF59BR007MR | Pipe line for strong acid cation | 00GCF59BR007 | PRODUCTION
00GCF59BR008MR | Pipe line for strong acid cation | 00GCF59BR008 | PRODUCTION
00GCF59BR009MR | Pipe line for strong acid cation | 00GCF59BR009 | PRODUCTION
00GCF59BR010MR | Pipe line for strong acid cation | 00GCF59BR010 | PRODUCTION
00GCF59BR011MR | Pipe line for strong acid cation | 00GCF59BR011 | PRODUCTION
00GCF59BR012MR | Pipe line for strong acid cation | 00GCF59BR012 | PRODUCTION
00GCF59BR013MR | Pipe line for strong acid cation | 00GCF59BR013 | PRODUCTION
00GCF59BR014MR | Pipe line for strong acid cation | 00GCF59BR014 | PRODUCTION
00GCF59BR015MR | Pipe line for strong acid cation | 00GCF59BR015 | PRODUCTION
00GCF59BR016MR | Pipe line for strong acid cation | 00GCF59BR016 | PRODUCTION
00GCF59BR017MR | Pipe line for strong acid cation | 00GCF59BR017 | PRODUCTION
00GCF59BR018MR | Pipe line for strong acid cation | 00GCF59BR018 | PRODUCTION
00GCF59BR019MR | Pipe line for strong acid cation | 00GCF59BR019 | PRODUCTION
00GCF59BR020MR | Pipe line for strong acid cation | 00GCF59BR020 | PRODUCTION
00GCF59BR021MR | Pipe line for strong acid cation | 00GCF59BR021 | PRODUCTION
00GCF59BR022MR | Pipe line for strong acid cation | 00GCF59BR022 | PRODUCTION
00GCF59BR023MR | Pipe line for DG air blower and DG water transfer pump | 00GCF59BR023 | PRODUCTION
00GCF59BR024MR | Pipe line for DG air blower and DG water transfer pump | 00GCF59BR024 | PRODUCTION
00GCF59BR025MR | Pipe line for DG air blower and DG water transfer pump | 00GCF59BR025 | PRODUCTION
00GCF59BR026MR | Pipe line for DG air blower and DG water transfer pump | 00GCF59BR026 | PRODUCTION
00GCF59BR027MR | Pipe line for DG air blower and DG water transfer pump | 00GCF59BR027 | PRODUCTION
00GCF59BR028MR | Pipe line for DG air blower and DG water transfer pump | 00GCF59BR028 | PRODUCTION
00GCF59BR029MR | Pipe line for DG air blower and DG water transfer pump | 00GCF59BR029 | PRODUCTION
00GCF59BR030MR | Pipe line for DG air blower and DG water transfer pump | 00GCF59BR030 | PRODUCTION
00GCF59BR031MR | Pipe line for DG air blower and DG water transfer pump | 00GCF59BR031 | PRODUCTION
00GCF59BR032MR | Pipe line for DG air blower and DG water transfer pump | 00GCF59BR032 | PRODUCTION
00GCL01BR001MR | DM water tank - 1: nozzle n2 outlet to DM water tank - 1: seal pot | 00GCL01BR001 | PRODUCTION |  |  |  | ASTM A106 GR.B
00GCL01BR002MR | DM water tank - 1: seal pot to DM water tank - 1: nearest drain trench | 00GCL01BR002 | PRODUCTION |  |  |  | ASTM A106 GR.B
00GCL01BR003MR | DM water tank - 1: seal pot to DM water tank - 1: nearest drain trench | 00GCL01BR003 | PRODUCTION |  |  |  | ASTM A53 GR.B
00GCL01BR004MR | DM water tank - 1: nozzle n6 outlet to DM water tank - 1: nearest drain trench | 00GCL01BR004 | PRODUCTION |  |  |  | ASTM A53 GR.B
00GCL01BR005MR | DM water tank - 1: nozzle n7 outlet to DM water tank - 1: co2 absorber | 00GCL01BR005 | PRODUCTION |  |  |  | ASTM A106 GR.B
00GCL01CL501QP | Level Gauge | 00GCL01CL501 | PRODUCTION
00GCL02BR001MR | DM water tank - 2 : nozzle n2 outlet to DM water tank - 2: seal pot | 00GCL02BR001 | PRODUCTION |  |  |  | ASTM A106 GR.B
00GCL02BR002MR | DM water tank - 2 : seal pot to DM water tank - 2 : nearest drain trench | 00GCL02BR002 | PRODUCTION |  |  |  | ASTM A106 GR.B
00GCL02BR003MR | DM water tank - 2 : seal pot to DM water tank - 2 : nearest drain trench | 00GCL02BR003 | PRODUCTION |  |  |  | ASTM A53 GR.B
00GCL02BR004MR | DM water tank -2 : nozzle n6 outlet to DM water tank - 2 : nearest drain trench | 00GCL02BR004 | PRODUCTION |  |  |  | ASTM A53 GR.B
00GCL02BR005MR | DM water tank - 2 : nozzle n7 outlet to DM water tank - 2 : co2 absorber | 00GCL02BR005 | PRODUCTION |  |  |  | ASTM A106 GR.B
00GCL02CL501QP | Level Gauge | 00GCL02CL501 | PRODUCTION
00GCN59AA251QN | Actuator, Diaphgram Valve | 00GCN59AA251 | PRODUCTION
00GCN59AA252QN | Actuator, Diaphgram Valve | 00GCN59AA252 | PRODUCTION
00GCN59AA253QN | Actuator, Diaphgram Valve | 00GCN59AA253 | PRODUCTION
00GCN59AA254QN | Actuator, Diaphgram Valve | 00GCN59AA254 | PRODUCTION
00GCN59AE101KE | Morpholine Dosing Pumps -1 | 00GCN59AE101 | PRODUCTION
00GCN59AE101-M01 | Morpholine Dosing Pumps -1 | 00GCN59AE101 | PRODUCTION
00GCN59AE102KE | Morpholine Dosing Pumps- 2 | 00GCN59AE102 | PRODUCTION
00GCN59AE102-M01 | Morpholine Dosing Pumps- 2 | 00GCN59AE102 | PRODUCTION
00GCN59AP001-M01 | Morpholine correction pump 1 | 00GCN59AP001 | PRODUCTION
00GCN59AP002-M01 | Morpholine correction pump 2 | 00GCN59AP002 | PRODUCTION
00GCN59BQ001MR | Skid for bulk caustic and acid unloading pumps | 00GCN59BQ001 | PRODUCTION
00GCR59AM011KM | N- Pit Waster water Transfer Pumps -1 | 00GCR59AM011 | PRODUCTION
00GCR59AM012KM | N- Pit Waster water Transfer Pumps -2 | 00GCR59AM012 | PRODUCTION
00GCR59AP007-M01 | N- Pit Waste water Transfer Pumps -1 | 00GCR59AP007 | PRODUCTION
00GCR59AP008-M01 | N- Pit Waste water Transfer Pumps -2 | 00GCR59AP008 | PRODUCTION
00GCR59AT001KT | Ejector for N- Pit Waste water Transfer Pumps -1 | 00GCR59AT001 | PRODUCTION
00GCR59BB009KD | N-PIT Waste Water Tank 1 | 00GCR59BB009 | PRODUCTION
00GCR59BB010KD | N-PIT Waste Water Tank 2 | 00GCR59BB010 | PRODUCTION
00GCR59BQ001MR | Skid for N-PIT Waste Water Pump | 00GCR59BQ001 | PRODUCTION
00GCR59BR001MR | N-PIT Waste Water Pump-1 Discharge Tapping To Ejector Inlet | 00GCR59BR001 | PRODUCTION
00GCR59BR002MR | N-PIT Waste Water Pump-2 Discharge Tapping To Ejector Inlet | 00GCR59BR002 | PRODUCTION
00GCR59BR003MR | N-PIT Waste Water Pump-1/2 Ejector Outlet to N-Pit | 00GCR59BR003 | PRODUCTION
00GCR59BR004MR | N-PIT Waste Water Pump-1/2 Ejector Outlet to N-Pit | 00GCR59BR004 | PRODUCTION
00GCR59BR005MR | N- Pit Waste water Transfer Pumps -1 | 00GCR59BR005 | PRODUCTION
00GCR59BR006MR | N- Pit Waste water Transfer Pumps -2 | 00GCR59BR006 | PRODUCTION
00GCR59BR007MR | N-pit waste water pump discharge 00-gcr-59-ap-007 | 00GCR59BR007 | PRODUCTION
00GCR59BR008MR | N-pit waste water pump discharge 00-gcr-59-ap-008 | 00GCR59BR008 | PRODUCTION
00GCR59BR009MR | N-PIT 00-GCR-59-BB-009 | 00GCR59BR009 | PRODUCTION
00GCR59BR010MR | N-PIT 00-GCR-59-BB-010 | 00GCR59BR010 | PRODUCTION
00GCR59BR011MR | N-PIT 00-GCR-59-BB-009 | 00GCR59BR011 | PRODUCTION
00GCR59BR012MR | N-PIT 00-GCR-59-BB-010 | 00GCR59BR012 | PRODUCTION
00GCR59BR013MR | N-PIT 00-GCR-59-BB-009 | 00GCR59BR013 | PRODUCTION
00GCR59BR014MR | N-PIT 00-GCR-59-BB-010 | 00GCR59BR014 | PRODUCTION
00GDN59AE101-M01 | Pump | 00GDN59AE101 | PRODUCTION
00GDN59AE102KE | Pump | 00GDN59AE102 | PRODUCTION
00GDN59AE102-M01 | Pump | 00GDN59AE102 | PRODUCTION
00GDN59AE103KE | Pump | 00GDN59AE103 | PRODUCTION
00GDN59AE103-M01 | Pump | 00GDN59AE103 | PRODUCTION
00GDN59AE104KE | H2SO4 dosing pump-1 | 00GDN59AE104 | PRODUCTION
00GDN59AE104-M01 | H2SO4 dosing pump-1 | 00GDN59AE104 | PRODUCTION
00GDN59AE105KE | H2SO4 dosing pump-2 | 00GDN59AE105 | PRODUCTION
00GDN59AE105-M01 | H2SO4 dosing pump-2 | 00GDN59AE105 | PRODUCTION
00GDN59AE106KE | H2SO4 dosing pump-3 | 00GDN59AE106 | PRODUCTION
00GDN59AE106-M01 | H2SO4 dosing pump-3 | 00GDN59AE106 | PRODUCTION
00GDN59AE121KE | Pump | 00GDN59AE121 | PRODUCTION
00GDN59AE121-M01 | Pump | 00GDN59AE121 | PRODUCTION
00GDN59AE122KE | Pump | 00GDN59AE122 | PRODUCTION
00GDN59AE122-M01 | Pump | 00GDN59AE122 | PRODUCTION
00GDN59AE123KE | Pump | 00GDN59AE123 | PRODUCTION
00GDN59AE123-M01 | Pump | 00GDN59AE123 | PRODUCTION
00GDN59AM001KM | Agitator for scale inhibitor dosing tank?1 | 00GDN59AM001 | PRODUCTION |  |  |  | SS316
00GDN59AM002KM | Agitator for scale inhibitor dosing tank?2 | 00GDN59AM002 | PRODUCTION |  |  |  | SS316
00GDN59AM003KM | Agitator for bio dispersent dosing tank?1 | 00GDN59AM003 | PRODUCTION |  |  |  | SS316
00GDN59AM004KM | Agitator for bio dispersent dosing tank?2 | 00GDN59AM004 | PRODUCTION |  |  |  | SS316
00GDN59AM005KM | Agitator for corrosion inhibitor dosing tank?1 | 00GDN59AM005 | PRODUCTION |  |  |  | SS316
00GDN59AM006KM | Agitator for corrosion inhibitor dosing tank?2 | 00GDN59AM006 | PRODUCTION |  |  |  | SS316
00GDN59AZ001MZ | Scale inhibitor dosing pump?1 pulsation damper | 00GDN59AZ001 | PRODUCTION
00GDN59AZ002MZ | Scale inhibitor dosing pump?2 pulsation damper | 00GDN59AZ002 | PRODUCTION
00GDN59AZ003MZ | Scale inhibitor dosing pump?3 pulsation damper | 00GDN59AZ003 | PRODUCTION
00GDN59AZ004MZ | Bio dispersent dosing pump?1 pulsation damper | 00GDN59AZ004 | PRODUCTION
00GDN59BB001KD | Scale inhibitor dosing tank?1 | 00GDN59BB001 | PRODUCTION |  |  |  | FRP
00GDN59BB002KD | Scale inhibitor dosing tank?2 | 00GDN59BB002 | PRODUCTION |  |  |  | FRP
00GDN59BB003KD | Bio dispersent dosing tank?1 | 00GDN59BB003 | PRODUCTION |  |  |  | FRP
00GDN59BB004KD | Bio dispersent dosing tank?2 | 00GDN59BB004 | PRODUCTION |  |  |  | FRP
00GDN59BB005KD | Corrosion inhibitor dosing tank?1 | 00GDN59BB005 | PRODUCTION |  |  |  | FRP
00GDN59BB006KD | Corrosion inhibitor dosing tank?2 | 00GDN59BB006 | PRODUCTION |  |  |  | FRP
00GDN59BB007KD | H2SO4 dosing tank?1 | 00GDN59BB007 | PRODUCTION |  |  |  | MS
00GDN59BB008KD | H2SO4 dosing tank?2 | 00GDN59BB008 | PRODUCTION |  |  |  | MS
00GDN59BQ001MR | Skid for scale inhibitor dosing system | 00GDN59BQ001 | PRODUCTION |  |  |  | MSEP (SKID-01)
00GDN59BQ002MR | Skid for corrosion inhibitor dosing system | 00GDN59BQ002 | PRODUCTION |  |  |  | MSEP (SKID-02)
00GDN59BQ003MR | Skid for bio dispersent dosing system | 00GDN59BQ003 | PRODUCTION |  |  |  | MSEP (SKID-03)
00GDN59BQ004MR | Skid for H2SO4 dosing system | 00GDN59BQ004 | PRODUCTION |  |  |  | MSEP (SKID-04)
00GDN59BR101MR | Scale inhibitor dosing system piping | 00GDN59BR101 | PRODUCTION
00GDN59BR102MR | Scale inhibitor dosing system piping | 00GDN59BR102 | PRODUCTION
00GDN59BR103MR | Scale inhibitor dosing system piping | 00GDN59BR103 | PRODUCTION
00GDN59BR104MR | Scale inhibitor dosing system piping | 00GDN59BR104 | PRODUCTION
00GDN59BR105MR | Scale inhibitor dosing system piping | 00GDN59BR105 | PRODUCTION
00GDN59BR106MR | Scale inhibitor dosing system piping | 00GDN59BR106 | PRODUCTION
00GDN59BR107MR | Scale inhibitor dosing system piping | 00GDN59BR107 | PRODUCTION
00GDN59BR108MR | Scale inhibitor dosing system piping | 00GDN59BR108 | PRODUCTION
00GDN59BR109MR | Scale inhibitor dosing system piping | 00GDN59BR109 | PRODUCTION
00GDN59BR110MR | Scale inhibitor dosing system piping | 00GDN59BR110 | PRODUCTION
00GDN59BR111MR | Scale inhibitor dosing system piping | 00GDN59BR111 | PRODUCTION
00GDN59BR112MR | Scale inhibitor dosing system piping | 00GDN59BR112 | PRODUCTION
00GDN59BR113MR | Scale inhibitor dosing system piping | 00GDN59BR113 | PRODUCTION
00GDN59BR114MR | Scale inhibitor dosing system piping | 00GDN59BR114 | PRODUCTION
00GDN59BR115MR | Scale inhibitor dosing system piping | 00GDN59BR115 | PRODUCTION
00GDN59BR116MR | Scale inhibitor dosing system piping | 00GDN59BR116 | PRODUCTION
00GDN59BR117MR | Scale inhibitor dosing system piping | 00GDN59BR117 | PRODUCTION
00GDN59BR118MR | CW sump location -1 piping | 00GDN59BR118 | PRODUCTION
00GDN59BR119MR | Scale inhibitor dosing system piping | 00GDN59BR119 | PRODUCTION
00GDN59BR120MR | Scale inhibitor dosing system piping | 00GDN59BR120 | PRODUCTION
00GDN59BR138MR | CW sump location -1 piping | 00GDN59BR138 | PRODUCTION
00GDN59BR141MR | Corrosion inhibitor dosing system piping | 00GDN59BR141 | PRODUCTION
00GDN59BR142MR | Corrosion inhibitor dosing system piping | 00GDN59BR142 | PRODUCTION
00GDN59BR143MR | Corrosion inhibitor dosing system piping | 00GDN59BR143 | PRODUCTION
00GDN59BR144MR | Corrosion inhibitor dosing system piping | 00GDN59BR144 | PRODUCTION
00GDN59BR145MR | Corrosion inhibitor dosing system piping | 00GDN59BR145 | PRODUCTION
00GDN59BR146MR | Corrosion inhibitor dosing system piping | 00GDN59BR146 | PRODUCTION
00GDN59BR147MR | Corrosion inhibitor dosing system piping | 00GDN59BR147 | PRODUCTION
00GDN59BR148MR | Corrosion inhibitor dosing system piping | 00GDN59BR148 | PRODUCTION
00GDN59BR149MR | Corrosion inhibitor dosing system piping | 00GDN59BR149 | PRODUCTION
00GDN59BR150MR | Corrosion inhibitor dosing system piping | 00GDN59BR150 | PRODUCTION
00GDN59BR151MR | Corrosion inhibitor dosing system piping | 00GDN59BR151 | PRODUCTION
00GDN59BR152MR | Corrosion inhibitor dosing system piping | 00GDN59BR152 | PRODUCTION
00GDN59BR153MR | Corrosion inhibitor dosing system piping | 00GDN59BR153 | PRODUCTION
00GDN59BR154MR | Corrosion inhibitor dosing system piping | 00GDN59BR154 | PRODUCTION
00GDN59BR155MR | Corrosion inhibitor dosing system piping | 00GDN59BR155 | PRODUCTION
00GDN59BR156MR | Corrosion inhibitor dosing system piping | 00GDN59BR156 | PRODUCTION
00GDN59BR157MR | Corrosion inhibitor dosing system piping | 00GDN59BR157 | PRODUCTION
00GDN59BR158MR | CW sump location -1 piping | 00GDN59BR158 | PRODUCTION
00GDN59BR159MR | Corrosion inhibitor dosing system piping | 00GDN59BR159 | PRODUCTION
00GDN59BR160MR | Corrosion inhibitor dosing system piping | 00GDN59BR160 | PRODUCTION
00GDN59BR178MR | CW sump location -1 piping | 00GDN59BR178 | PRODUCTION
00GDN59BR181MR | CW sump location -2 piping | 00GDN59BR181 | PRODUCTION
00GDN59BR182MR | CW sump location -2 piping | 00GDN59BR182 | PRODUCTION
00GDN59BR183MR | CW sump location -2 piping | 00GDN59BR183 | PRODUCTION
00GDN59BR184MR | CW sump location -2 piping | 00GDN59BR184 | PRODUCTION
00GHB01AP001KP | Service water makeup pump-1 | 00GHB01AP001 | PRODUCTION
00GHB01AP001-M01 | Service water makeup pump-1, motor | 00GHB01AP001 | PRODUCTION
00GHB01BB001KD | Clarified water storage tank compartment -1 | 00GHB01BB001 | PRODUCTION
00GHB01BB002KD | Clarified water storage tank compartment 2 | 00GHB01BB002 | PRODUCTION
00GHB01BR001MR | Clarified water storage tank compartment -1 to common suction header | 00GHB01BR001 | PRODUCTION |  |  |  | ASTM A53 GR B
00GHB01CL001-U01 | Level transmitter | 00GHB01CL001 | PRODUCTION
00GHB01CL002-U01 | Level transmitter | 00GHB01CL002 | PRODUCTION
00GHB02AP001KP | Service water makeup pump-2 | 00GHB02AP001 | PRODUCTION
00GHB02AP001-M01 | Service water makeup pump-2, motor | 00GHB02AP001 | PRODUCTION
00GHB02BB001KD | Clarified water storage tank compartment -2 | 00GHB02BB001 | PRODUCTION
00GHB02BR001MR | Clarified water storage tank compartment -2 to common suction header | 00GHB02BR001 | PRODUCTION |  |  |  | ASTM A53 GR B
00GHB03BR001MR | Common suction header to - | 00GHB03BR001 | PRODUCTION |  |  |  | ASTM A53 GR B
00GHB04BR001MR | Clarified Water | 00GHB04BR001 | PRODUCTION |  |  |  | ASTM A53 GR B
00GHB05AP001-M01 | DM Plant feed pump-1, motor | 00GHB05AP001 | PRODUCTION
00GHB05BR001MR | DM plant feed pumps suction header to DM plant feed pump-1 suction | 00GHB05BR001 | PRODUCTION |  |  |  | ASTM A53 GR B
00GHB05BR002MR | DM plant feed pump-1 discharge to DM plant feed pumps discharge header | 00GHB05BR002 | PRODUCTION |  |  |  | ASTM A53 GR B
00GHB06AP001-M01 | DM Plant feed pump-2, motor | 00GHB06AP001 | PRODUCTION
00GHB06BR001MR | DM plant feed pumps suction header to DM plant feed pump-2 suction | 00GHB06BR001 | PRODUCTION |  |  |  | ASTM A53 GR B
00GHB06BR002MR | DM plant feed pump-2 discharge to DM plant feed pumps discharge header | 00GHB06BR002 | PRODUCTION |  |  |  | ASTM A53 GR B
00GHB07BR001MR | DM plant feed pumps discharge header to DM plant | 00GHB07BR001 | PRODUCTION |  |  |  | ASTM A53 GR B
00GHB08BR001MR | Clarified Water | 00GHB08BR001 | PRODUCTION |  |  |  | ASTM A53 GR B
00GHB09AP001-M01 | CT Makeup pump-1, motor | 00GHB09AP001 | PRODUCTION
00GHB09BR001MR | CT make-up pumps suction header to CT make-up pump-1 suction | 00GHB09BR001 | PRODUCTION |  |  |  | ASTM A53 GR B
00GHB09BR002MR | CT make-up pump-1 discharge to CT make-up pumps discharge header | 00GHB09BR002 | PRODUCTION |  |  |  | ASTM A53 GR B
00GHB10AP001-M01 | CT Makeup pump-2, motor | 00GHB10AP001 | PRODUCTION
00GHB10BR001MR | CT make-up pumps suction header to CT make-up pump-2 suction | 00GHB10BR001 | PRODUCTION |  |  |  | ASTM A53 GR B
00GHB10BR002MR | CT make-up pump-2 discharge to CT make-up pumps discharge header | 00GHB10BR002 | PRODUCTION |  |  |  | ASTM A53 GR B
00GHB11AA303KA | CT Make-up and DM plant feed, Globe Valve | 00GHB11AA303 | PRODUCTION
00GHB11AA304KA | CT Make-up and DM plant feed, Globe Valve | 00GHB11AA304 | PRODUCTION
00GHB11BR001MR | CT make-up pumps discharge header to cooling water sump | 00GHB11BR001 | PRODUCTION |  |  |  | ASTM A53 GR B
20GHC01AA593KA | Gate valve | 20GHC01AA593 | PRODUCTION |  |  | GT0801 | A105
20GHC01AA701KA | Check Valve | 20GHC01AA701 | PRODUCTION |  |  | 80DN | CSASTMA216GRWCB
00GHC01BR001MR | DM water storage tank-1 to DM make-up transfer pump common suction header | 00GHC01BR001 | PRODUCTION |  |  |  | ASTM A312 GR. TP304
10GHC01BR001MR | Boiler initial fill pump discharge header to deaerator filling unit-1 | 10GHC01BR001 | PRODUCTION |  |  |  | ASTM A106 GR.B
10GHC02AA701KA | Check Valve | 10GHC02AA701 | PRODUCTION |  |  | 80DN | CSASTMA216GRWCB
00GHC02BR001MR | DM water storage tank-2 to DM make-up transfer pump common suction header | 00GHC02BR001 | PRODUCTION |  |  |  | ASTM A312 GR. TP304
10GHC02BR001MR | Boiler initial fill pump discharge header to deaerator filling unit-1 | 10GHC02BR001 | PRODUCTION |  |  |  | ASTM A106 GR.B
20GHC02BR001MR | Boiler initial fill pump discharge header to deaerator filling unit-2 | 20GHC02BR001 | PRODUCTION |  |  |  | ASTM A106 GR.B
00GHC03AA001KA | Gate Valve | 00GHC03AA001 | PRODUCTION
20GHC03AA001KA | Gate valve | 20GHC03AA001 | PRODUCTION |  |  | GT0801 | A105
20GHC03AA001-Y01 | Hotwell initial fill line - Unit 2 | 20GHC03AA001 | PRODUCTION |  |  | IQ2 10 F10 A WT
10GHC03AA002KA | Gate Valve | 10GHC03AA002 | PRODUCTION |  |  | 40DN | SS ASTM A182 F304
10GHC03AA003KA | Gate Valve | 10GHC03AA003 | PRODUCTION |  |  | 40DN | SS ASTM A182 F304
10GHC03AA004KA | Gate Valve | 10GHC03AA004 | PRODUCTION |  |  | 40DN | SS ASTM A182 F304
10GHC03AA304KA | Globe valve | 10GHC03AA304 | PRODUCTION
20GHC03AA304KA | Globe valve | 20GHC03AA304 | PRODUCTION
10GHC03AA305KA | Globe valve | 10GHC03AA305 | PRODUCTION
20GHC03AA305KA | Globe valve | 20GHC03AA305 | PRODUCTION
20GHC03AA701KA | Check Valve | 20GHC03AA701 | PRODUCTION |  |  | 50DN | SSASTMA105
00GHC03BR001MR | DM make-up transfer pump common suction header to - | 00GHC03BR001 | PRODUCTION |  |  |  | ASTM A312 GR. TP304
10GHC03BR001MR | Boiler initial fill pump discharge header to hotwell initial filling unit-1 | 10GHC03BR001 | PRODUCTION |  |  |  | ASTM A106 GR.B
20GHC03BR001MR | Boiler initial fill pump discharge header to hotwell initial filling unit-2 | 20GHC03BR001 | PRODUCTION |  |  |  | ASTM A106 GR.B
10GHC04AA496KA | Gate valve | 10GHC04AA496 | PRODUCTION
20GHC04AA496KA | Gate valve | 20GHC04AA496 | PRODUCTION
00GHC04AP001-M01 | DM Make-up transfer pump-1 Motor | 00GHC04AP001 | PRODUCTION
00GHC04BR001MR | DM make-up transfer pump common suction header to DM make-up transfer pump -1suction | 00GHC04BR001 | PRODUCTION |  |  |  | ASTM A312 GR. TP304
10GHC04BR001MR | DM make-up transfer pump discharge header unit-1 to sam pling unit-1 | 10GHC04BR001 | PRODUCTION |  |  |  | ASTM A312 GR. TP304
00QMO2AP001-M01 | Air Washer Circulating Pump-2 Motor | 00QM02AP001 | PRODUCTION
20GHC04BR001MR | DM make-up transfer pump discharge header unit-2 to sam pling unit-2 | 20GHC04BR001 | PRODUCTION |  |  |  | ASTM A312 GR. TP304
00GHC05BR001MR | DM make-up transfer pump -1 discharge to DM make-up transfer pump common discharge header | 00GHC05BR001 | PRODUCTION |  |  |  | ASTM A312 GR. TP304
10GHC05BR001MR | DM make-up transfer pump discharge header unit-2 to HP chem ical dosing unit-1 | 10GHC05BR001 | PRODUCTION |  |  |  | ASTM A312 GR. TP304
20GHC05BR001MR | DM make-up transfer pump discharge header unit-2 to HP chem ical dosing unit-2 | 20GHC05BR001 | PRODUCTION |  |  |  | ASTM A312 GR. TP304
10GHC06AA592KA | DM water make-up, Gate Valve | 10GHC06AA592 | PRODUCTION
20GHC06AA592KA | Gate valve | 20GHC06AA592 | PRODUCTION
00GHC06AP001-M01 | DM Makeup transfer pump-2 Motor | 00GHC06AP001 | PRODUCTION
00GHC06BR001MR | DM make-up transfer pump suction header to DM make-up transfer pump -2 suction | 00GHC06BR001 | PRODUCTION |  |  |  | ASTM A312 GR. TP304
10GHC06BR001MR | DM make-up transfer pump discharge header unit-2 to DM CW make-up tank unit-1 | 10GHC06BR001 | PRODUCTION |  |  |  | ASTM A312 GR. TP304
20GHC06BR001MR | DM make-up transfer pump discharge header unit-2 to DM CW make-up tank unit-2 | 20GHC06BR001 | PRODUCTION |  |  |  | ASTM A312 GR. TP304
10GHC07AA497KA | Gate valve | 10GHC07AA497 | PRODUCTION |  |  | GT0802 | A105
20GHC07AA499KA | Gate valve | 20GHC07AA499 | PRODUCTION |  |  | GT0802 | A105
00GHC07BR001MR | DM make-up transfer pump -2 discharge to DM make-up transfer pump common discharge header | 00GHC07BR001 | PRODUCTION |  |  |  | ASTM A312 GR. TP304
10GHC07BR001MR | DM make-up transfer pump discharge header unit-2 to hotwell make-up unit-1 | 10GHC07BR001 | PRODUCTION |  |  |  | ASTM A312 GR. TP304
20GHC07BR001MR | DM make-up transfer pump discharge header unit-2 to hotwell make-up unit-2 | 20GHC07BR001 | PRODUCTION |  |  |  | ASTM A312 GR. TP304
10GHC08AA001KA | Gate Valve | 10GHC08AA001 | PRODUCTION |  |  | GT0801 | A105
10GHC08AA001-Y01 | Hotwell initial fill line - Unit 1 | 10GHC08AA001 | PRODUCTION |  |  | IQ210F10AWT
10GHC08AA701KA | Check Valve | 10GHC08AA701 | PRODUCTION |  |  | 50DN | SSASTMA105
00GHC08AP001-M01 | DM Makeup transfer pump-3 Motor | 00GHC08AP001 | PRODUCTION
00GHC08BR001MR | DM make-up transfer pump suction header to DM make-up transfer pump -3 suction | 00GHC08BR001 | PRODUCTION |  |  |  | ASTM A312 GR. TP304
10GHC08BR001MR | Boiler initial fill pump discharge header to hotwell initial filling unit-1 | 10GHC08BR001 | PRODUCTION |  |  |  | ASTM A106 GR.B
20GHC08BR001MR | Boiler initial fill pump discharge header to hotwell initial filling unit-2 | 20GHC08BR001 | PRODUCTION |  |  |  | ASTM A106 GR.B
00GHC09BR001MR | DM make-up transfer pump -3 discharge to DM make-up transfer pump common discharge header | 00GHC09BR001 | PRODUCTION |  |  |  | ASTM A312 GR. TP304
00GHC10BR001MR | DM make-up transfer pump -1 discharge to recirculation line | 00GHC10BR001 | PRODUCTION |  |  |  | ASTM A312 GR. TP304
20GHC11AP001KP | Demiwater pump 1 | 20GHC11AP001 | PRODUCTION
20GHC11AP001-M01 | Demiwater pump 1, motor | 20GHC11AP001 | PRODUCTION
00GHC11BR001MR | DM make-up transfer pump -2 discharge to recirculation line | 00GHC11BR001 | PRODUCTION |  |  |  | ASTM A312 GR. TP304
20GHC12AP001KP | Demiwater pump 2 | 20GHC12AP001 | PRODUCTION
20GHC12AP001-M01 | Demiwater pump 2, motor | 20GHC12AP001 | PRODUCTION
00GHC12BR001MR | DM make-up transfer pump -3 discharge to recirculation line | 00GHC12BR001 | PRODUCTION |  |  |  | ASTM A312 GR. TP304
20GHC13AA001KA | Gate valve | 20GHC13AA001 | PRODUCTION |  |  | 40DN | SS ASTM A182 F304
20GHC13AA002KA | Gate valve | 20GHC13AA002 | PRODUCTION |  |  | 40DN | SS ASTM A182 F304
20GHC13AA003KA | Gate valve | 20GHC13AA003 | PRODUCTION |  |  | 40DN | SS ASTM A182 F304
10GHC13AA304KA | Globe Valve | 10GHC13AA304 | PRODUCTION
20GHC13AA304KA | Globe Valve | 20GHC13AA304 | PRODUCTION
10GHC13AA305KA | Globe Valve | 10GHC13AA305 | PRODUCTION
20GHC13AA305KA | Globe valve | 20GHC13AA305 | PRODUCTION
20GHC13AA498KA | Gate valve | 20GHC13AA498 | PRODUCTION |  |  | GT0802 | A105
00GHC13AA590KA | Gate Valve | 00GHC13AA590 | PRODUCTION |  |  | CI800
00GHC13BR001MR | DM make-up transfer pump common discharge header to DM make-up transfer pump discharge header unit-1&2 | 00GHC13BR001 | PRODUCTION |  |  |  | ASTM A312 GR. TP304
10GHC13BR001MR | DM make-up transfer pump discharge header unit-1 to - | 10GHC13BR001 | PRODUCTION |  |  |  | ASTM A312 GR. TP304
20GHC13BR001MR | DM make-up transfer pump discharge header unit-2 to - | 20GHC13BR001 | PRODUCTION |  |  |  | ASTM A312 GR. TP304
00GHC14BR001MR | DM water storage tank-1 to boiler initial fill pump suction header | 00GHC14BR001 | PRODUCTION |  |  |  | ASTM A106 GR.B
00GHC15BR001MR | DM water storage tank-2 to boiler initial fill pump suction header | 00GHC15BR001 | PRODUCTION |  |  |  | ASTM A106 GR.B
00GHC16AP001-M01 | Boiler Initial Fill pump Motor | 00GHC16AP001 | PRODUCTION
00GHC16BR001MR | Boiler initial fill pump suction header to boiler initial fill pump suction | 00GHC16BR001 | PRODUCTION |  |  |  | ASTM A106 GR.B
00GHC17BR001MR | Boiler initial fill pump discharge to boiler initial fill pump discharge header | 00GHC17BR001 | PRODUCTION |  |  |  | ASTM A106 GR.B
00GHC19BR001MR | Boiler initial fill pump discharge header to auxiliary boiler filling | 00GHC19BR001 | PRODUCTION |  |  |  | ASTM A106 GR.B
00GHC20AA003KA | DM water make-up, Gate Valve | 00GHC20AA003 | PRODUCTION
00GHC20BR001MR | Recirculation line to DM water storage tank-1 | 00GHC20BR001 | PRODUCTION |  |  |  | ASTM A312 GR. TP304
00GHC21BR001MR | Mixed bed (wtp p&id) to DM water storage tank-1 | 00GHC21BR001 | PRODUCTION |  |  |  | ASTM A312 GR. TP304
00GHC21BR002MR | Mixed bed (wtp p&id) to DM water storage tank-2 | 00GHC21BR002 | PRODUCTION |  |  |  | ASTM A312 GR. TP304
00GHC22BR001MR | Recirculation line to DM water storage tank-2 | 00GHC22BR001 | PRODUCTION |  |  |  | ASTM A312 GR. TP304
00GHC23BR001MR | DM make-up transfer pump discharge header to laboratory | 00GHC23BR001 | PRODUCTION |  |  |  | ASTM A312 GR. TP304
10GHC40BR010MR | Demiwater to Phoshate | 10GHC40BR010 | PRODUCTION
20GHC40BR010MR | Demiwater to Phoshate | 20GHC40BR010 | PRODUCTION
10GHC40BR020MR | Demi water to chemical tanks | 10GHC40BR020 | PRODUCTION |  |  |  | 914569
20GHC40BR020MR | Demi water to chemical tanks | 20GHC40BR020 | PRODUCTION |  |  |  | 914569
10GHC41BR010MR | Demi water to phophate dosing | 10GHC41BR010 | PRODUCTION |  |  |  | 914569
20GHC41BR010MR | Demi water to phophate dosing | 20GHC41BR010 | PRODUCTION |  |  |  | 914569
10GHC41BR011MR | Demiwater from BoP (SP) to Demiwater to phosphate pumps (Andritz) | 10GHC41BR011 | PRODUCTION |  |  | DN 15 | SA312 TP304L
20GHC41BR011MR | Demiwater from BoP (SP) to Demiwater to phosphate pumps (Andritz) | 20GHC41BR011 | PRODUCTION |  |  | DN 15 | SA312 TP304L
10GHC42BR010MR | Demi water to phosphate tank | 10GHC42BR010 | PRODUCTION |  |  |  | 914569
20GHC42BR010MR | Demi water to phosphate tank | 20GHC42BR010 | PRODUCTION |  |  |  | 914569
10GHC43BR010MR | Demiwater to Oxygen scavenger | 10GHC43BR010 | PRODUCTION |  |  |  | 914569
20GHC43BR010MR | Demiwater to Oxygen scavenger | 20GHC43BR010 | PRODUCTION |  |  |  | 914569
10GHC43BR011MR | Demiwater from BoP (SP) to Demiwater to oxygen scavanger pumps (Andritz) | 10GHC43BR011 | PRODUCTION |  |  | DN 15 | SA312 TP304L
10GHC46BR010MR | Demiwater to Ammonia | 10GHC46BR010 | PRODUCTION
20GHC43BR011MR | Demiwater from BoP (SP) to Demiwater to oxygen scavanger pumps (Andritz) | 20GHC43BR011 | PRODUCTION |  |  | DN 15 | SA312 TP304L
20GHC46BR010MR | Demiwater to Ammonia | 20GHC46BR010 | PRODUCTION
10GHC46BR011MR | Demiwater from BoP (SP) to Demiwater to ammonia pumps (Andritz) | 10GHC46BR011 | PRODUCTION |  |  | DN 15 | SA312 TP304L
20GHC46BR011MR | Demiwater from BoP (SP) to Demiwater to ammonia pumps (Andritz) | 20GHC46BR011 | PRODUCTION |  |  | DN 15 | SA312 TP304L
00GHE01AP001-M01 | Service water makeup pump-1 Motor | 00GHE01AP001 | PRODUCTION
00GHE01BR001MR | Common suction header to service water make-up pump-a | 00GHE01BR001 | PRODUCTION |  |  |  | ASTM A53 GR.B
00GHE01BR002MR | Service water make-up pump - a discharge to service water make-up pump discharge header | 00GHE01BR002 | PRODUCTION |  |  |  | ASTM A53 GR.B
00GHE01CL001-F01 | Level Switch | 00GHE01CL001 | PRODUCTION
00GHE01CL002-F01 | Level Switch | 00GHE01CL002 | PRODUCTION
00GHE02AP001-M01 | Service water makeup pump-2 Motor | 00GHE02AP001 | PRODUCTION
00GHE02BR001MR | Common suction header to service water make-up pump-b | 00GHE02BR001 | PRODUCTION |  |  |  | ASTM A53 GR.B
00GHE02BR002MR | Service water make-up pump - b discharge to service water make-up pump discharge header | 00GHE02BR002 | PRODUCTION |  |  |  | ASTM A53 GR.B
00GHE02CL001-F01 | Level Switch | 00GHE02CL001 | PRODUCTION
00GHE02CL002-F01 | Level Switch | 00GHE02CL002 | PRODUCTION
00GHE03BR001MR | Service water make-up pump discharge header to - | 00GHE03BR001 | PRODUCTION |  |  |  | ASTM A53 GR.B
00GHE04BR001MR | Service water make-up pump discharge header to - | 00GHE04BR001 | PRODUCTION |  |  |  | ASTM A53 GR.B
00GHE04BR002MR | Service water make-up pump discharge header to - | 00GHE04BR002 | PRODUCTION |  |  |  | ASTM A53 GR.B
00GHE05BR001MR | Service water | 00GHE05BR001 | PRODUCTION
00GHE07AA201KA | Globe Valve | 00GHE07AA201 | PRODUCTION
00GHE07BR001MR | Service water make-up pump discharge header to - | 00GHE07BR001 | PRODUCTION |  |  |  | ASTM A53 GR.B
00GHE08AA201KA | Globe Valve | 00GHE08AA201 | PRODUCTION
00GHE08BR001MR | Service water make-up pump discharge header to - | 00GHE08BR001 | PRODUCTION |  |  |  | ASTM A53 GR.B
00GHE08BR002MR | Service water make-up pump discharge header to - | 00GHE08BR002 | PRODUCTION |  |  |  | ASTM A53 GR.B
00GHE08BR003MR | Service water make-up pump discharge header to - | 00GHE08BR003 | PRODUCTION |  |  |  | ASTM A53 GR.B
00GHE08BR005MR | Service water make-up pump discharge header to boiler blowdown sump | 00GHE08BR005 | PRODUCTION |  |  |  | ASTM A53 GR.B
00GHE09BR001MR | Service water make-up pump discharge header to tg building unit 1& 2 | 00GHE09BR001 | PRODUCTION |  |  |  | ASTM A53 GR.B
00GHE10BR001MR | Service water make-up pump discharge header to boiler area unit 1& 2 | 00GHE10BR001 | PRODUCTION |  |  |  | ASTM A53 GR.B
10GHE10BR001MR | Service water | 10GHE10BR001 | PRODUCTION
20GHE10BR001MR | Service water | 20GHE10BR001 | PRODUCTION
10GHE11BR001MR | Service water | 10GHE11BR001 | PRODUCTION
20GHE11BR001MR | Service water | 20GHE11BR001 | PRODUCTION
00GHE12BR001MR | Service water make-up pump discharge header to stg control room | 00GHE12BR001 | PRODUCTION |  |  |  | ASTM A53 GR.B
10GHE12BR001MR | Service water | 10GHE12BR001 | PRODUCTION
20GHE12BR001MR | Service water | 20GHE12BR001 | PRODUCTION
00GHE13AA201KA | Globe valve | 00GHE13AA201 | PRODUCTION
00GHE13BR001MR | Service water | 00GHE13BR001 | PRODUCTION
00GHE13BR002MR | Service water | 00GHE13BR002 | PRODUCTION
00GHE14BR001MR | Service water make-up pump discharge header to - | 00GHE14BR001 | PRODUCTION |  |  |  | ASTM A53 GR.B
00GHE15BR001MR | Service water make-up pump discharge header to - | 00GHE15BR001 | PRODUCTION |  |  |  | ASTM A53 GR.B
00GHE16AA201KA | Globe valve | 00GHE16AA201 | PRODUCTION
00GHE16BR001MR | Service water | 00GHE16BR001 | PRODUCTION
00GHE17BR001MR | Service water make-up pump discharge header to m cc room bag filter | 00GHE17BR001 | PRODUCTION |  |  |  | ASTM A53 GR.B
00GHE18BR001MR | Service water make-up pump discharge header to compressor room | 00GHE18BR001 | PRODUCTION |  |  |  | ASTM A53 GR.B
00GHE20AA201KA | Globe valve | 00GHE20AA201 | PRODUCTION
00GHE20BR001MR | Service water | 00GHE20BR001 | PRODUCTION
00GHE21BR001MR | Service water make-up pump discharge header to reffractory(canteen) | 00GHE21BR001 | PRODUCTION |  |  |  | ASTM A53 GR.B
00GHE22BR001MR | Service water make-up pump discharge header to infirm ary(clinic) | 00GHE22BR001 | PRODUCTION |  |  |  | ASTM A53 GR.B
00GHE23BR001MR | Service water make-up pump discharge header to prefab labaratory | 00GHE23BR001 | PRODUCTION |  |  |  | ASTM A53 GR.B
00GHE24BR001MR | Service water make-up pump discharge header to - | 00GHE24BR001 | PRODUCTION |  |  |  | ASTM A53 GR.B
00GHE25BR001MR | Service water | 00GHE25BR001 | PRODUCTION
00GHE26BR001MR | Service water make-up pump discharge header to laboratory equipment building | 00GHE26BR001 | PRODUCTION |  |  |  | ASTM A53 GR.B
00GHE27BR001MR | Service water make-up pump discharge header to water treatment plant | 00GHE27BR001 | PRODUCTION |  |  |  | ASTM A53 GR.B
00GHE28BR001MR | Service water make-up pump discharge header to clarified water storage tank | 00GHE28BR001 | PRODUCTION |  |  |  | ASTM A53 GR.B
00GHE29BR001MR | Service water make-up pump discharge header to to chlorination booster pump | 00GHE29BR001 | PRODUCTION |  |  |  | ASTM A53 GR.B
00GHE29BR002MR | Service water make-up pump discharge header to clarifier | 00GHE29BR002 | PRODUCTION |  |  |  | ASTM A53 GR.B
00GHE29BR003MR | Service water make-up pump discharge header to chem ical house | 00GHE29BR003 | PRODUCTION |  |  |  | ASTM A53 GR.B
00GHE30BR001MR | Service water | 00GHE30BR001 | PRODUCTION
00GHE31BR001MR | Service water make-up pump discharge header to store | 00GHE31BR001 | PRODUCTION |  |  |  | ASTM A53 GR.B
00GHE32BR001MR | Service water make-up pump discharge header to diesel oil tank area | 00GHE32BR001 | PRODUCTION |  |  |  | ASTM A53 GR.B
00GHE33BR001MR | Service water make-up pump discharge header to effluent treatment plant | 00GHE33BR001 | PRODUCTION |  |  |  | ASTM A53 GR.B
00GHE34BR001MR | Service water make-up pump discharge header to sewage treatment plant | 00GHE34BR001 | PRODUCTION |  |  |  | ASTM A53 GR.B
00GHE35BR001MR | Service water | 00GHE35BR001 | PRODUCTION
00GHE36BR001MR | Service water make-up pump discharge header to hq peat com pany office | 00GHE36BR001 | PRODUCTION |  |  |  | ASTM A53 GR.B
00GHE37BR001MR | Service water make-up pump discharge header to peat laboratory | 00GHE37BR001 | PRODUCTION |  |  |  | ASTM A53 GR.B
00GHE38BR001MR | Service water make-up pump discharge header to engg workshop and maintenance building | 00GHE38BR001 | PRODUCTION |  |  |  | ASTM A53 GR.B
00GHE39BR001MR | Service water make-up pump discharge header to workshop | 00GHE39BR001 | PRODUCTION |  |  |  | ASTM A53 GR.B
00GHE40BR001MR | Service water make-up pump discharge header to spepc/ client site office | 00GHE40BR001 | PRODUCTION |  |  |  | ASTM A53 GR.B
00GHE41BR001MR | Service water make-up pump discharge header to hvac make-up water tank @ 6.5 m | 00GHE41BR001 | PRODUCTION |  |  |  | ASTM A53 GR.B
00GHE42BR001MR | Service water make-up pump discharge header to pHP switchgear room | 00GHE42BR001 | PRODUCTION |  |  |  | ASTM A53 GR.B
00GHE43BR001MR | Service water make-up pump discharge header to pHP tunnel-1 | 00GHE43BR001 | PRODUCTION |  |  |  | ASTM A53 GR.B
00GHE44BR001MR | Service water make-up pump discharge header to pHP tunnel-2 | 00GHE44BR001 | PRODUCTION |  |  |  | ASTM A53 GR.B
00GHE45BR001MR | Service water make-up pump discharge header to crusher house | 00GHE45BR001 | PRODUCTION |  |  |  | ASTM A53 GR.B
00GHE46BR001MR | Service water make-up pump discharge header to dust supression tank | 00GHE46BR001 | PRODUCTION |  |  |  | ASTM A53 GR.B
00GHE47BR001MR | Service water make-up pump discharge header to weigh bridge | 00GHE47BR001 | PRODUCTION |  |  |  | ASTM A53 GR.B
00GHE48BR001MR | Service water | 00GHE48BR001 | PRODUCTION
00GHE49BR001MR | Service water make-up pump discharge header to | 00GHE49BR001 | PRODUCTION |  |  |  | ASTM A53 GR.B
00GHE50BR001MR | Service water make-up pump discharge header to lime and bed material shed | 00GHE50BR001 | PRODUCTION |  |  |  | ASTM A53 GR.B
00GHE51BR001MR | Service water make-up pump discharge header to fly ash silo | 00GHE51BR001 | PRODUCTION |  |  |  | ASTM A53 GR.B
00GHE52BR001MR | Service water | 00GHE52BR001 | PRODUCTION
10GHE54BR001MR | Service water make-up pump discharge header to deaerator over flow flash tank unit#1 | 10GHE54BR001 | PRODUCTION |  |  |  | ASTM A53 GR.B
20GHE54BR001MR | Service water make-up pump discharge header to deaerator over flow flash tank unit#2 | 20GHE54BR001 | PRODUCTION |  |  |  | ASTM A53 GR.B
00GHE55BR001MR | Service water make-up pump discharge header to air washer @ 6.5 m | 00GHE55BR001 | PRODUCTION |  |  |  | ASTM A53 GR.B
10GHE56BR001MR | Service water | 10GHE56BR001 | PRODUCTION
20GHE56BR001MR | Service water | 20GHE56BR001 | PRODUCTION
10GHE57BR001MR | Service water | 10GHE57BR001 | PRODUCTION
20GHE57BR001MR | Service water | 20GHE57BR001 | PRODUCTION
10GHE58BR001MR | Service water | 10GHE58BR001 | PRODUCTION
20GHE58BR001MR | Service water | 20GHE58BR001 | PRODUCTION
10GHE59BR001MR | Service water make-up pump discharge header to deaerator over flow flash tank unit#1 | 10GHE59BR001 | PRODUCTION |  |  |  | ASTM A53 GR.B
20GHE59BR001MR | Service water make-up pump discharge header to deaerator over flow flash tank unit#2 | 20GHE59BR001 | PRODUCTION |  |  |  | ASTM A53 GR.B
00GHE60BR001MR | Service water make-up pump discharge header-2 to transfer tower | 00GHE60BR001 | PRODUCTION |  |  |  | ASTM A53 GR.B
00GHE61BR001MR | Service water | 00GHE61BR001 | PRODUCTION
00GHE62BR001MR | Service water make-up pump discharge header to conveyor gallery point-1 | 00GHE62BR001 | PRODUCTION |  |  |  | ASTM A53 GR.B
10HLB10CT101QB | Motor Thermistor | 10HLB10CT101 | PRODUCTION
00GHE63BR001MR | Service water make-up pump discharge header to conveyor gallery point-2 | 00GHE63BR001 | PRODUCTION |  |  |  | ASTM A53 GR.B
00GHE64BR001MR | Service water make-up pump discharge header to conveyor gallery point-3 | 00GHE64BR001 | PRODUCTION |  |  |  | ASTM A53 GR.B
00GHE65BR001MR | Service water make-up pump discharge header to conveyor gallery point-4 | 00GHE65BR001 | PRODUCTION |  |  |  | ASTM A53 GR.B
00GHE66BR001MR | Service water make-up pump discharge header to conveyor gallery point-5 | 00GHE66BR001 | PRODUCTION |  |  |  | ASTM A53 GR.B
00GHE67BR001MR | Service water make-up pump discharge header to conveyor gallery point-6 | 00GHE67BR001 | PRODUCTION |  |  |  | ASTM A53 GR.B
00GHE68BR001MR | Service water make-up pump discharge header to - | 00GHE68BR001 | PRODUCTION |  |  |  | ASTM A53 GR.B
00GKB01BR001MR | Potable water storage tank to - | 00GKB01BR001 | PRODUCTION |  |  |  | ASTM A53 GR.B(Galvanised)
00GKB02BR001MR | Potable water storage tank to fire fighting station | 00GKB02BR001 | PRODUCTION |  |  |  | ASTM A53 GR.B(Galvanised)
00GKB03BR001MR | Potable water storage tank to gate security-1 | 00GKB03BR001 | PRODUCTION |  |  |  | ASTM A53 GR.B(Galvanised)
00GKB05BR001MR | Potable water storage tank header to - | 00GKB05BR001 | PRODUCTION |  |  |  | ASTM A53 GR.B(Galvanised)
00GKB06BR001MR | Potable water storage tank header-1 to pHP switchgear room | 00GKB06BR001 | PRODUCTION |  |  |  | ASTM A53 GR.B(Galvanised)
00GKB07BR001MR | Potable water storage tank header-1 to gate security-2 | 00GKB07BR001 | PRODUCTION |  |  |  | ASTM A53 GR.B(Galvanised)
00GKB08BR001MR | Potable water storage tank header-1 to engg workshop and maintenance building | 00GKB08BR001 | PRODUCTION |  |  |  | ASTM A53 GR.B(Galvanised)
00GKB09BR001MR | Potable water storage tank header-1 to peat laboratory | 00GKB09BR001 | PRODUCTION |  |  |  | ASTM A53 GR.B(Galvanised)
00GKB10BR001MR | Potable water storage tank header-1 to hq peat company office | 00GKB10BR001 | PRODUCTION |  |  |  | ASTM A53 GR.B(Galvanised)
00GKB12AA593KA | Globe valve | 00GKB12AA593 | PRODUCTION
00GKB12BR001MR | Potable water storage tank header to - | 00GKB12BR001 | PRODUCTION |  |  |  | ASTM A53 GR.B(Galvanised)
00GKB13BR001MR | Potable water storage tank header to tg building unit 1&2 | 00GKB13BR001 | PRODUCTION |  |  |  | ASTM A53 GR.B(Galvanised)
00GKB14BR001MR | Potable water storage tank header to water treatment plant | 00GKB14BR001 | PRODUCTION |  |  |  | ASTM A53 GR.B(Galvanised)
00GKB15AA201KA | Globe valve | 00GKB15AA201 | PRODUCTION
00GKB15BR001MR | Potable water | 00GKB15BR001 | PRODUCTION
00GKB16BR001MR | Potable water storage tank header to chemical house | 00GKB16BR001 | PRODUCTION |  |  |  | ASTM A53 GR.B(Galvanised)
00GKB17BR001MR | Potable water storage tank header to laboratory equipment building | 00GKB17BR001 | PRODUCTION |  |  |  | ASTM A53 GR.B(Galvanised)
00GKB18AA201KA | Globe valve | 00GKB18AA201 | PRODUCTION
00GKB18BR001MR | Potable water | 00GKB18BR001 | PRODUCTION
00GKB19BR001MR | Potable water storage tank header to - | 00GKB19BR001 | PRODUCTION |  |  |  | ASTM A53 GR.B(Galvanised)
00GKB20BR001MR | Potable water storage tank header to bag filter mcc control room | 00GKB20BR001 | PRODUCTION |  |  |  | ASTM A53 GR.B(Galvanised)
00GKB21BR001MR | Potable water storage tank header to workshop | 00GKB21BR001 | PRODUCTION |  |  |  | ASTM A53 GR.B(Galvanised)
00GKB22BR001MR | Potable water storage tank header to store | 00GKB22BR001 | PRODUCTION |  |  |  | ASTM A53 GR.B(Galvanised)
00GKB24BR001MR | Potable water storage tank header to - | 00GKB24BR001 | PRODUCTION |  |  |  | ASTM A53 GR.B(Galvanised)
00GKB25BR001MR | Potable water | 00GKB25BR001 | PRODUCTION
10GKB25BR001MR | Potable water storage tank header to boiler area unit 1& 2 | 10GKB25BR001 | PRODUCTION |  |  |  | ASTM A53 GR.B(Galvanised)
20GKB25BR001MR | Potable water storage tank header to boiler area unit 1& 2 | 20GKB25BR001 | PRODUCTION |  |  |  | ASTM A53 GR.B(Galvanised)
00GKB26BR001MR | Potable water storage tank header to process area 1& 2 | 00GKB26BR001 | PRODUCTION |  |  |  | ASTM A53 GR.B(Galvanised)
00GKB27BR001MR | Potable water storage tank header to refractory(canteen) | 00GKB27BR001 | PRODUCTION |  |  |  | ASTM A53 GR.B(Galvanised)
00GKB28BR001MR | Potable water storage tank header to infirm ary(clinic) | 00GKB28BR001 | PRODUCTION |  |  |  | ASTM A53 GR.B(Galvanised)
00GKB29BR001MR | Potable water storage tank header to prefab laboratory | 00GKB29BR001 | PRODUCTION |  |  |  | ASTM A53 GR.B(Galvanised)
00GKB30BR001MR | Potable water storage tank header to effluent treatment plant | 00GKB30BR001 | PRODUCTION |  |  |  | ASTM A53 GR.B(Galvanised)
00GKB31BR001MR | Potable water storage tank header to sewage treatment plant | 00GKB31BR001 | PRODUCTION |  |  |  | ASTM A53 GR.B(Galvanised)
10GKB33AA201KA | Globe valve | 10GKB33AA201 | PRODUCTION
20GKB33AA201KA | Globe valve | 20GKB33AA201 | PRODUCTION
10GKB33BR001MR | Potable water | 10GKB33BR001 | PRODUCTION
20GKB33BR001MR | Potable water | 20GKB33BR001 | PRODUCTION
10GKB34AA201KA | Globe valve | 10GKB34AA201 | PRODUCTION
20GKB34AA201KA | Globe valve | 20GKB34AA201 | PRODUCTION
10GKB34BR001MR | Potable water | 10GKB34BR001 | PRODUCTION
20GKB34BR001MR | Potable water | 20GKB34BR001 | PRODUCTION
00GKB35BR001MR | Potable water storage tank header to control room (el+11.00) | 00GKB35BR001 | PRODUCTION |  |  |  | ASTM A53 GR.B(Galvanised)
00GKB36AA201KA | Globe valve | 00GKB36AA201 | PRODUCTION
00GKB36BR001MR | Potable water | 00GKB36BR001 | PRODUCTION
10GKB37AA201KA | Globe valve | 10GKB37AA201 | PRODUCTION
20GKB37AA201KA | Globe valve | 20GKB37AA201 | PRODUCTION
10GKB37BR001MR | Potable water | 10GKB37BR001 | PRODUCTION
20GKB37BR001MR | Potable water | 20GKB37BR001 | PRODUCTION
10GKB38AA201KA | Globe valve | 10GKB38AA201 | PRODUCTION
20GKB38AA201KA | Globe valve | 20GKB38AA201 | PRODUCTION
10GKB38BR001MR | Potable water | 10GKB38BR001 | PRODUCTION
20GKB38BR001MR | Potable water | 20GKB38BR001 | PRODUCTION
10GKB39AA201KA | Globe valve | 10GKB39AA201 | PRODUCTION
20GKB39AA201KA | Globe valve | 20GKB39AA201 | PRODUCTION
10GKB39BR001MR | Potable water | 10GKB39BR001 | PRODUCTION
20GKB39BR001MR | Potable water | 20GKB39BR001 | PRODUCTION
10GKB40AA201KA | Globe valve | 10GKB40AA201 | PRODUCTION
20GKB40AA201KA | Globe valve | 20GKB40AA201 | PRODUCTION
10GKB40BR001MR | Potable water | 10GKB40BR001 | PRODUCTION
20GKB40BR001MR | Potable water | 20GKB40BR001 | PRODUCTION
10GMA10BZ001-A01 | Drain funnel 1 | 10GMA10BZ001 | PRODUCTION
20GMA10BZ001-A01 | Drain funnel 1 | 20GMA10BZ001 | PRODUCTION
10GMA10BZ002-A01 | Drain funnel 2 | 10GMA10BZ002 | PRODUCTION
20GMA10BZ002-A01 | Drain funnel 2 | 20GMA10BZ002 | PRODUCTION
10GMA10BZ003-A01 | Drain funnel 3 | 10GMA10BZ003 | PRODUCTION
20GMA10BZ003-A01 | Drain funnel 3 | 20GMA10BZ003 | PRODUCTION
10GMA10BZ004-A01 | Drain funnel 4 | 10GMA10BZ004 | PRODUCTION
20GMA10BZ004-A01 | Drain funnel 4 | 20GMA10BZ004 | PRODUCTION
00GMA59AA102KA | Butterfly valve | 00GMA59AA102 | PRODUCTION
00GMA59AM001KM | Common Oily Waste Feed Pump -1 | 00GMA59AM001 | PRODUCTION |  |  | Amarex IN F50-170/02 ULG130 | CF8M
00GMA59AM002KM | Common Oily Waste Feed Pump -2 | 00GMA59AM002 | PRODUCTION |  |  | Amarex IN F50-170/02 ULG130 | CF8M
00GMA59AM003KM | PSF Backwash Pump-1 | 00GMA59AM003 | PRODUCTION
00GMA59AM004KM | PSF Backwash Pumps-ETP-2 | 00GMA59AM004 | PRODUCTION |  |  | ETN125100250
00GMA59AM004-M01 | PSF Backwash Pumps-ETP-2 | 00GMA59AM004 | PRODUCTION
00GMA59BB001KD | Common Oil Waste Water Collection Pit | 00GMA59BB001 | PRODUCTION
00GMA59BB003KD | Central Monitoring Basin 1 | 00GMA59BB003 | PRODUCTION
00GMA59BB004KD | Central Monitoring Basin 2 | 00GMA59BB004 | PRODUCTION
00GMA59BB005KD | Sludge Pit for OWS | 00GMA59BB005 | PRODUCTION
00GMA59BR001MR | Pipeline to Oil Water Separator | 00GMA59BR001 | PRODUCTION
00GMA59BR002MR | Pipeline to Oil Water Separator | 00GMA59BR002 | PRODUCTION
00GMA59BR003MR | Pipeline to Oil Water Separator | 00GMA59BR003 | PRODUCTION
00GMA59BR004MR | Central Monitoring Basin | 00GMA59BR004 | PRODUCTION
00GMA59BR005MR | Sludge Pit for OWS | 00GMA59BR005 | PRODUCTION
00GMA59BR006MR | Sludge outlet to Sludge tank | 00GMA59BR006 | PRODUCTION
00GMA59BR007MR | Oil outlet to Slope Oil Tank | 00GMA59BR007 | PRODUCTION
00GMA59BR008MR | Water outlet to Central Monitoring Basin | 00GMA59BR008 | PRODUCTION
00GMA59BR009MR | Sludge Pit for OWS | 00GMA59BR009 | PRODUCTION
00GMB59AA251QN | Actuator, Butterfly Valve | 00GMB59AA251 | PRODUCTION
00GMB59AA252QN | Actuator, Butterfly Valve | 00GMB59AA252 | PRODUCTION
00GMB59AA253QN | Actuator, Butterfly Valve | 00GMB59AA253 | PRODUCTION
00GMB59AA254QN | Actuator, Butterfly Valve | 00GMB59AA254 | PRODUCTION
00GMB59AA255KA | Double acting actuated butterfly valve | 00GMB59AA255 | PRODUCTION
00GMB59AA256QN | Actuator, Butterfly Valve | 00GMB59AA256 | PRODUCTION
00GMB59AA257QN | Actuator, Butterfly Valve | 00GMB59AA257 | PRODUCTION
00GMB59AA258QN | Actuator, Butterfly Valve | 00GMB59AA258 | PRODUCTION
00GMB59AA259QN | Actuator, Butterfly Valve | 00GMB59AA259 | PRODUCTION
00GMB59AA260QN | Actuator, Butterfly Valve | 00GMB59AA260 | PRODUCTION
00GMB59AA261QN | Actuator, Butterfly Valve | 00GMB59AA261 | PRODUCTION
00GMB59AA262KA | Double acting actuated butterfly valve | 00GMB59AA262 | PRODUCTION
00GMB59AA263QN | Actuator, Butterfly Valve | 00GMB59AA263 | PRODUCTION
00GMB59AA264QN | Actuator, Butterfly Valve | 00GMB59AA264 | PRODUCTION
00GMB59AM003KM | PSF Backwash Pumps-ETP-1, mixer | 00GMB59AM003 | PRODUCTION
00GMB59AM004KM | PSF Backwash Pumps-ETP-1, mixer | 00GMB59AM004 | PRODUCTION |  |  | ETN125100250
00GMB59BQ001MR | Skid for air blower for PSF-ETP | 00GMB59BQ001 | PRODUCTION
00GMB59BR001MR | ACROSS PSF ETP INLET & OUTLET 00-GMB-59- BB-001 | 00GMB59BR001 | PRODUCTION
00GMB59BR002MR | ACROSS PSF ETP INLET & OUTLET 00-GMB-59- BB-001 | 00GMB59BR002 | PRODUCTION
00GMB59BR003MR | ACROSS PSF ETP INLET & OUTLET 00-GMB-59- BB-001 | 00GMB59BR003 | PRODUCTION
00GMB59BR004MR | ACROSS PSF ETP INLET & OUTLET 00-GMB-59- BB-001 | 00GMB59BR004 | PRODUCTION
00GMB59BR005MR | ACROSS PSF ETP INLET & OUTLET 00-GMB-59- BB-001 | 00GMB59BR005 | PRODUCTION
00GMB59BR006MR | ACROSS PSF ETP INLET & OUTLET 00-GMB-59- BB-001 | 00GMB59BR006 | PRODUCTION
00GMB59BR007MR | ACROSS PSF ETP INLET & OUTLET 00-GMB-59- BB-001 | 00GMB59BR007 | PRODUCTION
00GMB59BR008MR | ACROSS PSF ETP INLET & OUTLET 00-GMB-59- BB-002 | 00GMB59BR008 | PRODUCTION
00GMB59BR009MR | ACROSS PSF ETP INLET & OUTLET 00-GMB-59- BB-002 | 00GMB59BR009 | PRODUCTION
00GMB59BR010MR | ACROSS PSF ETP INLET & OUTLET 00-GMB-59- BB-002 | 00GMB59BR010 | PRODUCTION
00GMB59BR011MR | ACROSS PSF ETP INLET & OUTLET 00-GMB-59- BB-002 | 00GMB59BR011 | PRODUCTION
00GMB59BR012MR | ACROSS PSF ETP INLET & OUTLET 00-GMB-59- BB-002 | 00GMB59BR012 | PRODUCTION
00GMB59BR013MR | ACROSS PSF ETP INLET & OUTLET 00-GMB-59- BB-002 | 00GMB59BR013 | PRODUCTION
00GMB59BR014MR | ACROSS PSF ETP INLET & OUTLET 00-GMB-59- BB-002 | 00GMB59BR014 | PRODUCTION
00GMB59BR015MR | ACROSS PSF ETP INLET & OUTLET 00-GMB-59- BB-002 | 00GMB59BR015 | PRODUCTION
00GMB59BR016MR | ACROSS PSF ETP INLET & OUTLET TO BACKWASH PUMPS | 00GMB59BR016 | PRODUCTION
00GMB59BR017MR | ACROSS PSF ETP INLET & OUTLET TO BACKWASH PUMPS | 00GMB59BR017 | PRODUCTION
00GMB59BR018MR | ACROSS PSF ETP INLET & OUTLET TO BACKWASH PUMPS | 00GMB59BR018 | PRODUCTION
00GMB59BR019MR | ACROSS PSF ETP INLET & OUTLET TO BACKWASH PUMPS | 00GMB59BR019 | PRODUCTION
00GMB59BR020MR | ACROSS PSF ETP INLET & OUTLET TO BACKWASH PUMPS | 00GMB59BR020 | PRODUCTION
00GMB59BR021MR | ACROSS PSF ETP INLET & OUTLET TO BACKWASH PUMPS | 00GMB59BR021 | PRODUCTION
00GMC01AP001-M01 | Boiler Blowdown Pump-1 Motor | 00GMC01AP001 | PRODUCTION
00GMC01BR001MR | Boiler blow down water transfer pump-1 to common header | 00GMC01BR001 | PRODUCTION |  |  |  | ASTM A53 GR.B
00GMC02AP001-M01 | Boiler blowdown pump-2 Motor | 00GMC02AP001 | PRODUCTION
00GMC02BB001KD | Tank | 00GMC02BB001 | PRODUCTION
00GMC02BR001MR | Boiler blow down water transfer pump-2 to common header | 00GMC02BR001 | PRODUCTION |  |  |  | ASTM A53 GR.B
00GMC02CT501QP | Temperature Gauge | 00GMC02CT501 | PRODUCTION
00GMC03AA490KA | Globe valve | 00GMC03AA490 | PRODUCTION
00GMC03AA491KA | Globe valve | 00GMC03AA491 | PRODUCTION
00GMC03AA492KA | Globe valve | 00GMC03AA492 | PRODUCTION
00GMC03BR001MR | Common header to cooling tower basin | 00GMC03BR001 | PRODUCTION |  |  |  | ASTM A53 GR.B
00GMC59AA151KA | Safety relief valve | 00GMC59AA151 | PRODUCTION
00GMC59AA152KA | Safety relief valve | 00GMC59AA152 | PRODUCTION
00GMC59AA255QN | Actuator, Butterfly Valve | 00GMC59AA255 | PRODUCTION
00GMC59AA262QN | Actuator, Butterfly Valve | 00GMC59AA262 | PRODUCTION
00GMC59AA701KA | check valve | 00GMC59AA701 | PRODUCTION
00GMC59AA702KA | check valve | 00GMC59AA702 | PRODUCTION
00GMC59AM001KM | Air Blower for PSF -ETP-1 | 00GMC59AM001 | PRODUCTION |  |  | SR017
00GMC59AM002KM | Air Blower for PSF -ETP-2 | 00GMC59AM002 | PRODUCTION |  |  | SR017
10GMM10BR001MR | Drain of Drain Funnel | 10GMM10BR001 | PRODUCTION |  |  |  | A106 GrB
20GMM10BR001MR | Drain of Drain Funnel | 20GMM10BR001 | PRODUCTION |  |  |  | A106 GrB
10GMM10BR002MR | Drain of Drain Funnel | 10GMM10BR002 | PRODUCTION |  |  |  | A106 GrB
20GMM10BR002MR | Drain of Drain Funnel | 20GMM10BR002 | PRODUCTION |  |  |  | A106 GrB
10GMM10BR003MR | Drain of Drain Funnel | 10GMM10BR003 | PRODUCTION |  |  |  | A106 GrB
20GMM10BR003MR | Drain of Drain Funnel | 20GMM10BR003 | PRODUCTION |  |  |  | A106 GrB
10GMM10BR100MR | Drain header of GSC Maintainence Drains and Vents | 10GMM10BR100 | PRODUCTION |  |  |  | A106 GrB
20GMM10BR100MR | Drain header of GSC Maintainence Drains and Vents | 20GMM10BR100 | PRODUCTION |  |  |  | A106 GrB
10GMM10BR101MR | Drain of Drain funnel | 10GMM10BR101 | PRODUCTION |  |  |  | A106 GrB
20GMM10BR101MR | Drain of Drain funnel | 20GMM10BR101 | PRODUCTION |  |  |  | A106 GrB
10GMM20BR001MR | Drain header of Ejector Maintainence Drains and Vents | 10GMM20BR001 | PRODUCTION |  |  |  | A106 GrB
20GMM20BR001MR | Drain header of Ejector Maintainence Drains and Vents | 20GMM20BR001 | PRODUCTION |  |  |  | A106 GrB
10GTA30AA002KA | Ball Valve | 10GTA30AA002 | PRODUCTION |  |  | R2", SK, MS | Brass
10GTA30BR010MR | ETP Treated water supply to Fly ash moistening, Boiler 1 | 10GTA30BR010 | PRODUCTION |  |  | DN 80 | SA312 TP304L
20GTA30BR010MR | ETP Treated water supply to Fly ash moistening, Boiler 2 | 20GTA30BR010 | PRODUCTION |  |  | DN 80 | SA312 TP304L
10GTA31BR010MR | ETP Treated water to Fly ash moistening screw | 10GTA31BR010 | PRODUCTION |  |  |  | SA312 TP304L
20GTA31BR010MR | ETP Treated water to Fly ash moistening screw | 20GTA31BR010 | PRODUCTION |  |  |  | SA312 TP304L
10GTA32BR010MR | ETP Treated water to Fly ash moistening screw | 10GTA32BR010 | PRODUCTION |  |  |  | SA312 TP304L
20GTA32BR010MR | ETP Treated water to Fly ash moistening screw | 20GTA32BR010 | PRODUCTION |  |  |  | SA312 TP304L
10GTA33BR010MR | ETP Treated water to Fly ash moistening screw | 10GTA33BR010 | PRODUCTION |  |  |  | SA312 TP304L
20GTA33BR010MR | ETP Treated water to Fly ash moistening screw | 20GTA33BR010 | PRODUCTION |  |  |  | SA312 TP304L
00GTA35BR010MR | ETP Treated water supply to Process water tank, FGD Boiler 1 & FGD Boiler 2 | 00GTA35BR010 | PRODUCTION |  |  | DN 100 | SA312 TP304L
00GTA35BR020MR | ETP Treated water supply to Process water tank | 00GTA35BR020 | PRODUCTION |  |  | DN 80 | SA312 TP304L
00GTB59AA008KA | Globe valve | 00GTB59AA008 | PRODUCTION
00GTB59AA051KA | Water recovery from waste water , Check valve | 00GTB59AA051 | PRODUCTION
00GTB59AA312KA | Globe valve | 00GTB59AA312 | PRODUCTION
00GTB59AA320KA | Globe valve | 00GTB59AA320 | PRODUCTION
00GTB59BB015KD | Pressure gauge at inlet of filter ?1 (00gts59bb015) | 00GTB59BB015 | PRODUCTION
00GTB59BB016KD | Pressure gauge at inlet of filter ?2 (00gts59bb016) | 00GTB59BB016 | PRODUCTION
00GTC59AA008KA | Gate valve | 00GTC59AA008 | PRODUCTION
00GTC59AA009KA | Gate valve | 00GTC59AA009 | PRODUCTION
00GTC59AA151KA | Relief valve | 00GTC59AA151 | PRODUCTION
00GTC59AA152KA | Relief valve | 00GTC59AA152 | PRODUCTION
00GTC59BQ001MR | Pressure gauge at discharge of air blower?1 (00gtc59bq001) | 00GTC59BQ001 | PRODUCTION
00GTC59BQ002MR | Pressure gauge at discharge of air blower?2 (00gtc59bq002) | 00GTC59BQ002 | PRODUCTION
00GTC59BR004MR | Water recovery from waste water | 00GTC59BR004 | PRODUCTION
00GTC59BR005MR | Water recovery from waste water | 00GTC59BR005 | PRODUCTION
00GTC59BR009MR | Water recovery from waste water | 00GTC59BR009 | PRODUCTION
00GTC59BR010MR | Water recovery from waste water | 00GTC59BR010 | PRODUCTION
00GTN59BR001MR | Pac dosing line | 00GTN59BR001 | PRODUCTION
00GTS59AA001KA | Globe valve | 00GTS59AA001 | PRODUCTION
00GTS59AA316KA | Globe valve | 00GTS59AA316 | PRODUCTION
00GTS59AN001KN | Air blower-1 | 00GTS59AN001 | PRODUCTION
00GTS59AN001-M01 | Air blower-1 | 00GTS59AN001 | PRODUCTION
00GTS59AN002KN | Air blower-2 | 00GTS59AN002 | PRODUCTION
00GTS59AN002-M01 | Air blower-2 | 00GTS59AN002 | PRODUCTION
00GTS59AT001KT | STP equalization tank pump 1 strainer | 00GTS59AT001 | PRODUCTION
00GTS59AT002KT | STP equalization tank pump 2 strainer | 00GTS59AT002 | PRODUCTION
00GTS59BB001KD | Screen chamber | 00GTS59BB001 | PRODUCTION |  |  | Manually cleaned with handrake
00GTS59BB002KD | Oil & Grease Chamber | 00GTS59BB002 | PRODUCTION
00GTS59BB003KD | Equalization tank | 00GTS59BB003 | PRODUCTION
00GTS59BB011KD | Sludge Sump | 00GTS59BB011 | PRODUCTION
00GTS59BB014KD | Oil Collection Arrangement | 00GTS59BB014 | PRODUCTION
00GTS59BR001MR | Screen chamber | 00GTS59BR001 | PRODUCTION
00GTS59BR002MR | Oil & Grease Chamber | 00GTS59BR002 | PRODUCTION
00GTS59BR003MR | Equalization tank | 00GTS59BR003 | PRODUCTION
00GTS59BR004MR | Anoxic Tank | 00GTS59BR004 | PRODUCTION
00GTS59BR005MR | Fluidised Bed Bioreactor | 00GTS59BR005 | PRODUCTION
00GTS59BR006MR | Distribution chamber | 00GTS59BR006 | PRODUCTION
00GTS59BR007MR | Flocculation Tank | 00GTS59BR007 | PRODUCTION
00GTS59BR008MR | Tube Settler Tank | 00GTS59BR008 | PRODUCTION
00GTS59BR009MR | Filter Feed Tank | 00GTS59BR009 | PRODUCTION
00GTS59BR010MR | Treated Water Storage Tank | 00GTS59BR010 | PRODUCTION
00GTS59BR011MR | Sludge Sump | 00GTS59BR011 | PRODUCTION
00GTS59BR012MR | Intermediate Storage Tank | 00GTS59BR012 | PRODUCTION
00GTS59BR013MR | PAC Dosing Tank | 00GTS59BR013 | PRODUCTION
00GTS59BR014MR | Oil Collection Arrangement | 00GTS59BR014 | PRODUCTION
00GTS59CP601QP | Pressure indicator | 00GTS59CP601 | PRODUCTION
10GUH10BR010MR | Safety valve silencer to Draining | 10GUH10BR010 | PRODUCTION |  |  | DN 80 | SA312 TP304L
20GUH10BR010MR | Safety valve silencer to Draining | 20GUH10BR010 | PRODUCTION |  |  | DN 80 | SA312 TP304L
10HAC10AA801KA | Economizer shutt-off valve | 10HAC10AA801 | PRODUCTION
20HAC10AA801KA | Economizer shutt-off valve | 20HAC10AA801 | PRODUCTION
10HAC10AA802KA | Economizer shutt-off valve | 10HAC10AA802 | PRODUCTION
20HAC10AA802KA | Economizer shutt-off valve | 20HAC10AA802 | PRODUCTION
10HAC10AA803KA | Economizer shutt-off valve | 10HAC10AA803 | PRODUCTION
20HAC10AA803KA | Economizer shutt-off valve | 20HAC10AA803 | PRODUCTION
10HAC10BR010MR | FW manual shut-off to Economiser | 10HAC10BR010 | PRODUCTION |  |  |  | SA-192
20HAC10BR010MR | FW manual shut-off to Economiser | 20HAC10BR010 | PRODUCTION |  |  |  | SA-192
10HAC10BR020MR | FW manual shut-off to Economiser | 10HAC10BR020 | PRODUCTION |  |  |  | SA-192
20HAC10BR020MR | FW manual shut-off to Economiser | 20HAC10BR020 | PRODUCTION |  |  |  | SA-192
10HAC10BR910MR | FW manual shut-off to Economiser | 10HAC10BR910 | PRODUCTION |  |  | DN 200 | SA 106B
20HAC10BR910MR | FW manual shut-off to Economiser | 20HAC10BR910 | PRODUCTION |  |  | DN 200 | SA 106B
10HAC10BR920MR | FW manual shut-off to Economiser | 10HAC10BR920 | PRODUCTION |  |  | DN 200 | SA 106B
20HAC10BR920MR | FW manual shut-off to Economiser | 20HAC10BR920 | PRODUCTION |  |  | DN 200 | SA 106B
10HAC10CT001-U01 | Temperature Transmitter | 10HAC10CT001 | PRODUCTION
20HAC10CT001-U01 | Temperature Transmitter | 20HAC10CT001 | PRODUCTION
10HAC20BR010MR | Economizer to Steam drum | 10HAC20BR010 | PRODUCTION |  |  | DN 150 | SA106B
20HAC20BR010MR | Economizer to Steam drum | 20HAC20BR010 | PRODUCTION |  |  | DN 150 | SA106B
10HAD10AA803KA | Other special valve | 10HAD10AA803 | PRODUCTION
20HAD10AA803KA | Other special valve | 20HAD10AA803 | PRODUCTION
10HAD10AA806KA | Other special valve | 10HAD10AA806 | PRODUCTION
20HAD10AA806KA | Other special valve | 20HAD10AA806 | PRODUCTION
10HAD10BP001MR | Steam drum, Orifice plate | 10HAD10BP001 | PRODUCTION
20HAD10BP001MR | Orifice plate | 20HAD10BP001 | PRODUCTION
10HAD10BP002MR | Steam drum, Orifice plate | 10HAD10BP002 | PRODUCTION
20HAD10BP002MR | Orifice plate | 20HAD10BP002 | PRODUCTION
10HAD10BP003MR | Steam drum, Orifice plate | 10HAD10BP003 | PRODUCTION
20HAD10BP003MR | Orifice plate | 20HAD10BP003 | PRODUCTION
10HAD10BR010MR | Steam drum to Furnace supply pipes | 10HAD10BR010 | PRODUCTION |  |  | DN 500 | SA106B
20HAD10BR010MR | Steam drum to Furnace supply pipes | 20HAD10BR010 | PRODUCTION |  |  | DN 500 | SA106B
10HAD10BR020MR | Steam drum to Furnace supply pipes | 10HAD10BR020 | PRODUCTION |  |  | DN 500 | SA106B
20HAD10BR020MR | Steam drum to Furnace supply pipes | 20HAD10BR020 | PRODUCTION |  |  | DN 500 | SA106B
10HAD10BR030MR | Steam drum to Furnace supply pipes | 10HAD10BR030 | PRODUCTION |  |  | DN 250 | SA106B
20HAD10BR030MR | Steam drum to Furnace supply pipes | 20HAD10BR030 | PRODUCTION |  |  | DN 250 | SA106B
10HAD10BR040MR | Steam drum to Furnace supply pipes | 10HAD10BR040 | PRODUCTION |  |  | DN 250 | SA106B
20HAD10BR040MR | Steam drum to Furnace supply pipes | 20HAD10BR040 | PRODUCTION |  |  | DN 250 | SA106B
10HAD10BR110MR | Steam drum to Drum level 1 | 10HAD10BR110 | PRODUCTION |  |  | DN 80 | SA106B
20HAD10BR110MR | Steam drum to Drum level 1 | 20HAD10BR110 | PRODUCTION |  |  | DN 25 | SA106B
10HAD10BR112MR | Steam drum to Drum level 1 | 10HAD10BR112 | PRODUCTION |  |  | DN 25 | SA106B
20HAD10BR112MR | Steam drum to Drum level 1 | 20HAD10BR112 | PRODUCTION |  |  | DN 25 | SA106B
10HAD10BR115MR | Steam drum to Drum level 1 | 10HAD10BR115 | PRODUCTION |  |  | DN 25 | SA106B
20HAD10BR115MR | Steam drum to Drum level 1 | 20HAD10BR115 | PRODUCTION |  |  | DN 25 | SA106B
10HAD10BR116MR | Steam drum to Drum level 1 | 10HAD10BR116 | PRODUCTION |  |  | DN 25 | SA106B
20HAD10BR116MR | Steam drum to Drum level 1 | 20HAD10BR116 | PRODUCTION |  |  | DN 80 | SA106B
10HAD10BR117MR | Steam drum to Drum level 1 | 10HAD10BR117 | PRODUCTION |  |  | DN 25 | SA106B
20HAD10BR117MR | Steam drum to Drum level 1 | 20HAD10BR117 | PRODUCTION |  |  | DN 25 | SA106B
10HAD10BR120MR | Evaporator system | 10HAD10BR120 | PRODUCTION
20HAD10BR120MR | Evaporator system | 20HAD10BR120 | PRODUCTION
10HAD10BR125MR | Steam drum to Drum level 2 | 10HAD10BR125 | PRODUCTION |  |  | DN 25 | SA106B
20HAD10BR125MR | Steam drum to Drum level 2 | 20HAD10BR125 | PRODUCTION |  |  | DN 25 | SA106B
10HAD10BR130MR | Steam drum to Drum level 3 | 10HAD10BR130 | PRODUCTION |  |  | DN 80 | SA106B
20HAD10BR130MR | Steam drum to Drum level 3 | 20HAD10BR130 | PRODUCTION |  |  | DN 80 | SA106B
10HAD10BR132MR | Steam drum to Drum level 3 | 10HAD10BR132 | PRODUCTION |  |  | DN 25 | SA106B
20HAD10BR132MR | Steam drum to Drum level 3 | 20HAD10BR132 | PRODUCTION |  |  | DN 25 | SA106B
10HAD10BR135MR | Steam drum to Drum level 3 | 10HAD10BR135 | PRODUCTION |  |  | DN 25 | SA106B
20HAD10BR135MR | Steam drum to Drum level 3 | 20HAD10BR135 | PRODUCTION |  |  | DN 25 | SA106B
10HAD10BR136MR | Steam drum to Drum level 3 | 10HAD10BR136 | PRODUCTION |  |  | DN 80 | SA106B
20HAD10BR136MR | Steam drum to Drum level 3 | 20HAD10BR136 | PRODUCTION |  |  | DN 80 | SA106B
10HAD10BR137MR | Steam drum to Drum level 3 | 10HAD10BR137 | PRODUCTION |  |  | DN 25 | SA106B
20HAD10BR137MR | Steam drum to Drum level 3 | 20HAD10BR137 | PRODUCTION |  |  | DN 25 | SA106B
10HAD10BR138MR | Steam drum to Drum level 3 | 10HAD10BR138 | PRODUCTION |  |  | DN 25 | SA106B
20HAD10BR138MR | Steam drum to Drum level 3 | 20HAD10BR138 | PRODUCTION |  |  | DN 25 | SA106B
10HAD10BR140MR | Steam drum to Drum sight glass | 10HAD10BR140 | PRODUCTION |  |  | DN 25 | SA106B
20HAD10BR140MR | Steam drum to Drum sight glass | 20HAD10BR140 | PRODUCTION |  |  | DN 25 | SA106B
10HAD10BR145MR | Steam drum to Drum sight glass | 10HAD10BR145 | PRODUCTION |  |  | DN 25 | SA106B
20HAD10BR145MR | Steam drum to Drum sight glass | 20HAD10BR145 | PRODUCTION |  |  | DN 25 | SA106B
10HAD11BR010MR | Steam drum to Steam drum Safety Valve | 10HAD11BR010 | PRODUCTION |  |  | DN 100 | SA335P11
20HAD11BR010MR | Steam drum to Steam drum Safety Valve | 20HAD11BR010 | PRODUCTION |  |  | DN 100 | SA335P11
10HAD11BR020MR | Saturated steam SV discharge to Safety valve silencer | 10HAD11BR020 | PRODUCTION |  |  | DN 150 | SA106B
20HAD11BR020MR | Saturated steam SV discharge to Safety valve silencer | 20HAD11BR020 | PRODUCTION |  |  | DN 150 | SA106B
10HAD11BR030MR | Steam drum line | 10HAD11BR030 | PRODUCTION
20HAD11BR030MR | Steam drum line | 20HAD11BR030 | PRODUCTION
10HAD21BR101MR | Furnace left downcomer to Furnace front wall | 10HAD21BR101 | PRODUCTION |  |  | DN 150 | SA106B
20HAD21BR101MR | Furnace left downcomer to Furnace front wall | 20HAD21BR101 | PRODUCTION |  |  | DN 150 | SA106B
10HAD21BR102MR | Furnace left downcomer to Furnace front wall | 10HAD21BR102 | PRODUCTION |  |  | DN 150 | SA106B
20HAD21BR102MR | Furnace left downcomer to Furnace front wall | 20HAD21BR102 | PRODUCTION |  |  | DN 150 | SA106B
10HAD21BR103MR | Furnace left downcomer to Furnace front wall | 10HAD21BR103 | PRODUCTION |  |  | DN 150 | SA106B
20HAD21BR103MR | Furnace left downcomer to Furnace front wall | 20HAD21BR103 | PRODUCTION |  |  | DN 150 | SA106B
10HAD21BR104MR | Furnace left downcomer to Furnace front wall | 10HAD21BR104 | PRODUCTION |  |  | DN 150 | SA106B
20HAD21BR104MR | Furnace left downcomer to Furnace front wall | 20HAD21BR104 | PRODUCTION |  |  | DN 150 | SA106B
10HAD21BR105MR | Furnace left downcomer to Furnace front wall | 10HAD21BR105 | PRODUCTION |  |  | DN 150 | SA106B
20HAD21BR105MR | Furnace left downcomer to Furnace front wall | 20HAD21BR105 | PRODUCTION |  |  | DN 150 | SA106B
10HAD21BR106MR | Furnace left downcomer to Furnace front wall | 10HAD21BR106 | PRODUCTION |  |  | DN 150 | SA106B
20HAD21BR106MR | Furnace left downcomer to Furnace front wall | 20HAD21BR106 | PRODUCTION |  |  | DN 150 | SA106B
10HAD21BR107MR | Furnace left downcomer to Furnace front wall | 10HAD21BR107 | PRODUCTION |  |  | DN 150 | SA106B
20HAD21BR107MR | Furnace left downcomer to Furnace front wall | 20HAD21BR107 | PRODUCTION |  |  | DN 150 | SA106B
10HAD21BR108MR | Furnace left downcomer to Furnace front wall | 10HAD21BR108 | PRODUCTION |  |  | DN 150 | SA106B
20HAD21BR108MR | Furnace left downcomer to Furnace front wall | 20HAD21BR108 | PRODUCTION |  |  | DN 150 | SA106B
10HAD21BR201MR | Furnace left downcomer to Furnace left side wall | 10HAD21BR201 | PRODUCTION |  |  | DN 150 | SA106B
20HAD21BR201MR | Furnace left downcomer to Furnace left side wall | 20HAD21BR201 | PRODUCTION |  |  | DN 150 | SA106B
10HAD21BR202MR | Furnace left downcomer to Furnace left side wall | 10HAD21BR202 | PRODUCTION |  |  | DN 150 | SA106B
20HAD21BR202MR | Furnace left downcomer to Furnace left side wall | 20HAD21BR202 | PRODUCTION |  |  | DN 150 | SA106B
10HAD21BR203MR | Furnace left downcomer to Furnace left side wall | 10HAD21BR203 | PRODUCTION |  |  | DN 150 | SA106B
20HAD21BR203MR | Furnace left downcomer to Furnace left side wall | 20HAD21BR203 | PRODUCTION |  |  | DN 150 | SA106B
10HAD21BR401MR | Furnace right downcomer to Furnace right side wall | 10HAD21BR401 | PRODUCTION |  |  | DN 150 | SA106B
10HAD23BR101MR | Downcomer to 2nd pass walls | 10HAD23BR101 | PRODUCTION |  |  | DN 150 | SA106B
20HAD21BR401MR | Furnace right downcomer to Furnace right side wall | 20HAD21BR401 | PRODUCTION |  |  | DN 150 | SA106B
10HAD21BR402MR | Furnace right downcomer to Furnace right side wall | 10HAD21BR402 | PRODUCTION |  |  | DN 150 | SA106B
20HAD21BR402MR | Furnace right downcomer to Furnace right side wall | 20HAD21BR402 | PRODUCTION |  |  | DN 150 | SA106B
10HAD21BR403MR | Furnace right downcomer to Furnace right side wall | 10HAD21BR403 | PRODUCTION |  |  | DN 150 | SA106B
20HAD21BR403MR | Furnace right downcomer to Furnace right side wall | 20HAD21BR403 | PRODUCTION |  |  | DN 150 | SA106B
20HAD23BR101MR | Downcomer to 2nd pass walls | 20HAD23BR101 | PRODUCTION |  |  | DN 150 | SA106B
10HAD23BR102MR | Downcomer to 2nd pass walls | 10HAD23BR102 | PRODUCTION |  |  | DN 150 | SA106B
20HAD23BR102MR | Downcomer to 2nd pass walls | 20HAD23BR102 | PRODUCTION |  |  | DN 150 | SA106B
10HAD23BR201MR | Downcomer to 2nd pass walls | 10HAD23BR201 | PRODUCTION |  |  | DN 150 | SA106B
20HAD23BR201MR | Downcomer to 2nd pass walls | 20HAD23BR201 | PRODUCTION |  |  | DN 150 | SA106B
10HAD23BR301MR | Downcomer to 2nd pass walls | 10HAD23BR301 | PRODUCTION |  |  | DN 150 | SA106B
20HAD23BR301MR | Downcomer to 2nd pass walls | 20HAD23BR301 | PRODUCTION |  |  | DN 150 | SA106B
10HAD23BR302MR | Downcomer to 2nd pass walls | 10HAD23BR302 | PRODUCTION |  |  | DN 150 | SA106B
20HAD23BR302MR | Downcomer to 2nd pass walls | 20HAD23BR302 | PRODUCTION |  |  | DN 150 | SA106B
10HAD23BR401MR | Downcomer to 2nd pass walls | 10HAD23BR401 | PRODUCTION |  |  | DN 150 | SA106B
20HAD23BR401MR | Downcomer to 2nd pass walls | 20HAD23BR401 | PRODUCTION |  |  | DN 150 | SA106B
10HAD31BR910MR | to Furnace FW tubes | 10HAD31BR910 | PRODUCTION |  |  | DN 250 | SA106B
20HAD31BR910MR | to Furnace FW tubes | 20HAD31BR910 | PRODUCTION |  |  | DN 250 | SA106B
10HAD31BR920MR | Furnace wall tubes to Upper circulation pipes | 10HAD31BR920 | PRODUCTION |  |  | DN 200 | SA106B
20HAD31BR920MR | Furnace wall tubes to Upper circulation pipes | 20HAD31BR920 | PRODUCTION |  |  | DN 200 | SA106B
10HAD32BR910MR | Steam drum to 2nd pass walls | 10HAD32BR910 | PRODUCTION |  |  | DN 200 | SA106B
20HAD32BR910MR | Steam drum to 2nd pass walls | 20HAD32BR910 | PRODUCTION |  |  | DN 200 | SA106B
10HAD32BR920MR | Furnace wall tubes to Upper circulation pipes | 10HAD32BR920 | PRODUCTION |  |  | DN 200 | SA106B
20HAD32BR920MR | Furnace wall tubes to Upper circulation pipes | 20HAD32BR920 | PRODUCTION |  |  | DN 200 | SA106B
10HAD33BR910MR | Steam drum to 2nd pass walls | 10HAD33BR910 | PRODUCTION |  |  | DN 200 | SA106B
20HAD33BR910MR | Steam drum to 2nd pass walls | 20HAD33BR910 | PRODUCTION |  |  | DN 200 | SA106B
10HAD33BR920MR | Furnacer wall tubes to Upper circulation pipes | 10HAD33BR920 | PRODUCTION |  |  | DN 200 | SA106B
20HAD33BR920MR | Furnacer wall tubes to Upper circulation pipes | 20HAD33BR920 | PRODUCTION |  |  | DN 200 | SA106B
10HAD34BR910MR | Steam drum to 2nd pass walls | 10HAD34BR910 | PRODUCTION |  |  | DN 200 | SA106B
20HAD34BR910MR | Steam drum to 2nd pass walls | 20HAD34BR910 | PRODUCTION |  |  | DN 200 | SA106B
10HAD34BR920MR | Furnace wall tubes to Upper circulation pipes | 10HAD34BR920 | PRODUCTION |  |  | DN 200 | SA106B
20HAD34BR920MR | Furnace wall tubes to Upper circulation pipes | 20HAD34BR920 | PRODUCTION |  |  | DN 200 | SA106B
10HAD51BR111MR | 2nd pass FW distribution header (inlet) to 2nd pass RSW supply pipes | 10HAD51BR111 | PRODUCTION
20HAD51BR111MR | 2nd pass FW distribution header (inlet) to 2nd pass RSW supply pipes | 20HAD51BR111 | PRODUCTION
10HAD51BR112MR | to 2nd pass FW supply pipes | 10HAD51BR112 | PRODUCTION
20HAD51BR112MR | to 2nd pass FW supply pipes | 20HAD51BR112 | PRODUCTION
10HAD51BR910MR | Steam drum to 2nd pass walls | 10HAD51BR910 | PRODUCTION |  |  | DN 200 | SA106B
20HAD51BR910MR | Steam drum to 2nd pass walls | 20HAD51BR910 | PRODUCTION |  |  | DN 200 | SA106B
10HAD51BR915MR | 2nd pass wall tubes to Upper circulation pipes | 10HAD51BR915 | PRODUCTION |  |  | DN 200 | SA106B
20HAD51BR915MR | 2nd pass wall tubes to Upper circulation pipes | 20HAD51BR915 | PRODUCTION |  |  | DN 200 | SA106B
10HAD51BR920MR | 2nd pass wall tubes to Upper circulation pipes | 10HAD51BR920 | PRODUCTION |  |  | DN 200 | SA106B
20HAD51BR920MR | 2nd pass wall tubes to Upper circulation pipes | 20HAD51BR920 | PRODUCTION |  |  | DN 200 | SA106B
10HAD52BR910MR | Steam drum to 2nd pass walls | 10HAD52BR910 | PRODUCTION |  |  | DN 200 | SA106B
20HAD52BR910MR | Steam drum to 2nd pass walls | 20HAD52BR910 | PRODUCTION |  |  | DN 200 | SA106B
10HAD52BR920MR | 2nd pass wall tubes to Upper circulation pipes | 10HAD52BR920 | PRODUCTION |  |  | DN 200 | SA106B
20HAD52BR920MR | 2nd pass wall tubes to Upper circulation pipes | 20HAD52BR920 | PRODUCTION |  |  | DN 200 | SA106B
10HAD53BR111MR | 2nd pass RW distribution header (inlet) to 2nd pass RSW supply pipes | 10HAD53BR111 | PRODUCTION
20HAD53BR111MR | 2nd pass RW distribution header (inlet) to 2nd pass RSW supply pipes | 20HAD53BR111 | PRODUCTION
10HAD53BR112MR | to 2nd pass FW supply pipes | 10HAD53BR112 | PRODUCTION
20HAD53BR112MR | to 2nd pass FW supply pipes | 20HAD53BR112 | PRODUCTION
10HAD53BR910MR | Steam drum to 2nd pass walls | 10HAD53BR910 | PRODUCTION |  |  | DN 400 | SA106B
20HAD53BR910MR | Steam drum to 2nd pass walls | 20HAD53BR910 | PRODUCTION |  |  | DN 400 | SA106B
10HAD53BR920MR | 2nd pass wall tubes to Upper circulation pipes | 10HAD53BR920 | PRODUCTION |  |  | DN 200 | SA106B
20HAD53BR920MR | 2nd pass wall tubes to Upper circulation pipes | 20HAD53BR920 | PRODUCTION |  |  | DN 200 | SA106B
10HAD54BR910MR | 2nd pass RSW supply pipes to 2nd pass SW tubes | 10HAD54BR910 | PRODUCTION |  |  | DN 200 | SA106B
20HAD54BR910MR | 2nd pass RSW supply pipes to 2nd pass SW tubes | 20HAD54BR910 | PRODUCTION |  |  | DN 200 | SA106B
10HAD54BR920MR | 2nd pass wall tubes to Upper circulation pipes | 10HAD54BR920 | PRODUCTION |  |  | DN 200 | SA106B
20HAD54BR920MR | 2nd pass wall tubes to Upper circulation pipes | 20HAD54BR920 | PRODUCTION |  |  | DN 200 | SA106B
10HAD71BR101MR | Collector header to Steam drum | 10HAD71BR101 | PRODUCTION |  |  | DN 150 | SA106B
20HAD71BR101MR | Collector header to Steam drum | 20HAD71BR101 | PRODUCTION |  |  | DN 150 | SA106B
10HAD71BR102MR | Collector header to Steam drum | 10HAD71BR102 | PRODUCTION |  |  | DN 150 | SA106B
20HAD71BR102MR | Collector header to Steam drum | 20HAD71BR102 | PRODUCTION |  |  | DN 150 | SA106B
10HAD71BR103MR | Collector header to Steam drum | 10HAD71BR103 | PRODUCTION |  |  | DN 150 | SA106B
20HAD71BR103MR | Collector header to Steam drum | 20HAD71BR103 | PRODUCTION |  |  | DN 150 | SA106B
10HAD71BR104MR | Collector header to Steam drum | 10HAD71BR104 | PRODUCTION |  |  | DN 150 | SA106B
20HAD71BR104MR | Collector header to Steam drum | 20HAD71BR104 | PRODUCTION |  |  | DN 150 | SA106B
10HAD71BR105MR | Collector header to Steam drum | 10HAD71BR105 | PRODUCTION |  |  | DN 150 | SA106B
20HAD71BR105MR | Collector header to Steam drum | 20HAD71BR105 | PRODUCTION |  |  | DN 150 | SA106B
10HAD71BR201MR | Collector header to Steam drum | 10HAD71BR201 | PRODUCTION |  |  | DN 150 | SA106B
20HAD71BR201MR | Collector header to Steam drum | 20HAD71BR201 | PRODUCTION |  |  | DN 150 | SA106B
10HAD71BR202MR | Collector header to Steam drum | 10HAD71BR202 | PRODUCTION |  |  | DN 150 | SA106B
20HAD71BR202MR | Collector header to Steam drum | 20HAD71BR202 | PRODUCTION |  |  | DN 150 | SA106B
10HAD71BR203MR | Collector header to Steam drum | 10HAD71BR203 | PRODUCTION |  |  | DN 150 | SA106B
20HAD71BR203MR | Collector header to Steam drum | 20HAD71BR203 | PRODUCTION |  |  | DN 150 | SA106B
10HAD71BR204MR | Collector header to Steam drum | 10HAD71BR204 | PRODUCTION |  |  | DN 150 | SA106B
20HAD71BR204MR | Collector header to Steam drum | 20HAD71BR204 | PRODUCTION |  |  | DN 150 | SA106B
10HAD71BR301MR | Collector header to Steam drum | 10HAD71BR301 | PRODUCTION |  |  | DN 150 | SA106B
20HAD71BR301MR | Collector header to Steam drum | 20HAD71BR301 | PRODUCTION |  |  | DN 150 | SA106B
10HAD71BR302MR | Collector header to Steam drum | 10HAD71BR302 | PRODUCTION |  |  | DN 150 | SA106B
20HAD71BR302MR | Collector header to Steam drum | 20HAD71BR302 | PRODUCTION |  |  | DN 150 | SA106B
10HAD71BR303MR | Collector header to Steam drum | 10HAD71BR303 | PRODUCTION |  |  | DN 150 | SA106B
20HAD71BR303MR | Collector header to Steam drum | 20HAD71BR303 | PRODUCTION |  |  | DN 150 | SA106B
10HAD71BR304MR | Collector header to Steam drum | 10HAD71BR304 | PRODUCTION |  |  | DN 150 | SA106B
20HAD71BR304MR | Collector header to Steam drum | 20HAD71BR304 | PRODUCTION |  |  | DN 150 | SA106B
10HAD71BR305MR | Collector header to Steam drum | 10HAD71BR305 | PRODUCTION |  |  | DN 150 | SA106B
20HAD71BR305MR | Collector header to Steam drum | 20HAD71BR305 | PRODUCTION |  |  | DN 150 | SA106B
10HAD71BR401MR | Collector header to Steam drum | 10HAD71BR401 | PRODUCTION |  |  | DN 150 | SA106B
20HAD71BR401MR | Collector header to Steam drum | 20HAD71BR401 | PRODUCTION |  |  | DN 150 | SA106B
10HAD71BR402MR | Collector header to Steam drum | 10HAD71BR402 | PRODUCTION |  |  | DN 150 | SA106B
20HAD71BR402MR | Collector header to Steam drum | 20HAD71BR402 | PRODUCTION |  |  | DN 150 | SA106B
10HAD71BR403MR | Collector header to Steam drum | 10HAD71BR403 | PRODUCTION |  |  | DN 150 | SA106B
20HAD71BR403MR | Collector header to Steam drum | 20HAD71BR403 | PRODUCTION |  |  | DN 150 | SA106B
10HAD71BR404MR | Collector header to Steam drum | 10HAD71BR404 | PRODUCTION |  |  | DN 150 | SA106B
20HAD71BR404MR | Collector header to Steam drum | 20HAD71BR404 | PRODUCTION |  |  | DN 150 | SA106B
10HAD73BR101MR | Collector header to Steam drum | 10HAD73BR101 | PRODUCTION |  |  | DN 150 | SA106B
20HAD73BR101MR | Collector header to Steam drum | 20HAD73BR101 | PRODUCTION |  |  | DN 150 | SA106B
10HAD73BR102MR | Collector header to Steam drum | 10HAD73BR102 | PRODUCTION |  |  | DN 150 | SA106B
20HAD73BR102MR | Collector header to Steam drum | 20HAD73BR102 | PRODUCTION |  |  | DN 150 | SA106B
10HAD73BR201MR | Collector header to Steam drum | 10HAD73BR201 | PRODUCTION |  |  | DN 150 | SA106B
20HAD73BR201MR | Collector header to Steam drum | 20HAD73BR201 | PRODUCTION |  |  | DN 150 | SA106B
10HAD73BR301MR | Collector header to Steam drum | 10HAD73BR301 | PRODUCTION |  |  | DN 150 | SA106B
20HAD73BR301MR | Collector header to Steam drum | 20HAD73BR301 | PRODUCTION |  |  | DN 150 | SA106B
10HAD73BR302MR | Collector header to Steam drum | 10HAD73BR302 | PRODUCTION |  |  | DN 150 | SA106B
20HAD73BR302MR | Collector header to Steam drum | 20HAD73BR302 | PRODUCTION |  |  | DN 150 | SA106B
10HAD73BR401MR | Collector header to Steam drum | 10HAD73BR401 | PRODUCTION |  |  | DN 150 | SA106B
20HAD73BR401MR | Collector header to Steam drum | 20HAD73BR401 | PRODUCTION |  |  | DN 150 | SA106B
10HAD81BR010MR | Steam drum to Saturated steam, left side | 10HAD81BR010 | PRODUCTION |  |  | DN 150 | SA335P11
20HAD81BR010MR | Steam drum to Saturated steam, left side | 20HAD81BR010 | PRODUCTION |  |  | DN 150 | SA335P11
10HAD81BR020MR | Steam drum to Saturated steam, left side | 10HAD81BR020 | PRODUCTION |  |  | DN 150 | SA335P11
20HAD81BR020MR | Steam drum to Saturated steam, left side | 20HAD81BR020 | PRODUCTION |  |  | DN 150 | SA335P11
10HAD81BR030MR | Steam drum to Saturated steam, right side | 10HAD81BR030 | PRODUCTION |  |  | DN 150 | SA335P11
20HAD81BR030MR | Steam drum to Saturated steam, right side | 20HAD81BR030 | PRODUCTION |  |  | DN 150 | SA335P11
10HAD81BR040MR | Steam drum to Saturated steam, right side | 10HAD81BR040 | PRODUCTION |  |  | DN 150 | SA335P11
20HAD81BR040MR | Steam drum to Saturated steam, right side | 20HAD81BR040 | PRODUCTION |  |  | DN 150 | SA335P11
10HAD83BR010MR | Steam drum to Superheaters, left side | 10HAD83BR010 | PRODUCTION |  |  | DN 250 | SA335P11
20HAD83BR010MR | Steam drum to Superheaters, left side | 20HAD83BR010 | PRODUCTION |  |  | DN 250 | SA335P11
10HAH10BR010MR | SH1 inlet header to SH 1B tubes | 10HAH10BR010 | PRODUCTION |  |  |  | SA-192
20HAH10BR010MR | SH1 inlet header to SH 1B tubes | 20HAH10BR010 | PRODUCTION |  |  |  | SA-192
10HAH10BR020MR | SH 1A tubes to SH 1B outlet header | 10HAH10BR020 | PRODUCTION |  |  |  | SA213T11
20HAH10BR020MR | SH 1A tubes to SH 1B outlet header | 20HAH10BR020 | PRODUCTION |  |  |  | SA213T11
10HAH10BR910MR | Steam drum to SH 1A tubes | 10HAH10BR910 | PRODUCTION |  |  | DN 350 | SA335P11
20HAH10BR910MR | Steam drum to SH 1A tubes | 20HAH10BR910 | PRODUCTION |  |  | DN 350 | SA335P11
10HAH10BR920MR | SH 1B tubes to SH1 - spray desuperheater 1 left | 10HAH10BR920 | PRODUCTION |  |  | DN 350 | SA335P11
20HAH10BR920MR | SH 1B tubes to SH1 - spray desuperheater 1 left | 20HAH10BR920 | PRODUCTION |  |  | DN 350 | SA335P11
10HAH11BR010MR | SH 1B outlet header to Spray desuperheater 1 | 10HAH11BR010 | PRODUCTION |  |  | DN 300 | SA335P22
20HAH11BR010MR | SH 1B outlet header to Spray desuperheater 1 | 20HAH11BR010 | PRODUCTION |  |  | DN 300 | SA335P22
10HAH11BR020MR | Spray desuperheater 1 to SH2 inlet header | 10HAH11BR020 | PRODUCTION |  |  | DN 300 | SA335P22
20HAH11BR020MR | Spray desuperheater 1 to SH2 inlet header | 20HAH11BR020 | PRODUCTION |  |  | DN 300 | SA335P22
10HAH20BR010MR | SH2 inlet header to SH2 outlet header | 10HAH20BR010 | PRODUCTION |  |  |  | SA213T11
20HAH20BR010MR | SH2 inlet header to SH2 outlet header | 20HAH20BR010 | PRODUCTION |  |  |  | SA213T11
10HAH20BR910MR | Spray desuperheater 1 to | 10HAH20BR910 | PRODUCTION |  |  | DN 350 | SA335P11
20HAH20BR910MR | Spray desuperheater 1 to | 20HAH20BR910 | PRODUCTION |  |  | DN 350 | SA335P11
10HAH20BR920MR | SH2 tubes to Spray desuperheater 2 | 10HAH20BR920 | PRODUCTION |  |  |  | SA335P11
20HAH20BR920MR | SH2 tubes to Spray desuperheater 2 | 20HAH20BR920 | PRODUCTION |  |  |  | SA335P11
10HAH21BR010MR | SH2 outlet header to Spray desuperheater 2 | 10HAH21BR010 | PRODUCTION |  |  | DN 300 | SA335P22
20HAH21BR010MR | SH2 outlet header to Spray desuperheater 2 | 20HAH21BR010 | PRODUCTION |  |  | DN 300 | SA335P22
10HAH21BR020MR | Spray desuperheater 2 to SH3 inlet header | 10HAH21BR020 | PRODUCTION |  |  | DN 300 | SA335P22
20HAH21BR020MR | Spray desuperheater 2 to SH3 inlet header | 20HAH21BR020 | PRODUCTION |  |  | DN 300 | SA335P22
10HAH30BR010MR | SH3 inlet header to SH3 outlet header | 10HAH30BR010 | PRODUCTION |  |  |  | SA213T22
20HAH30BR010MR | SH3 inlet header to SH3 outlet header | 20HAH30BR010 | PRODUCTION |  |  |  | SA213T22
10HAH30BR910MR | to SH3 tubes | 10HAH30BR910 | PRODUCTION |  |  | DN 350 | SA335P11
20HAH30BR910MR | to SH3 tubes | 20HAH30BR910 | PRODUCTION |  |  | DN 350 | SA335P11
10HAH30BR920MR | SH3 tubes to | 10HAH30BR920 | PRODUCTION |  |  | DN 350 | SA335P22
20HAH30BR920MR | SH3 tubes to | 20HAH30BR920 | PRODUCTION |  |  | DN 350 | SA335P22
10HAN10BR010MR | Blow-down tank header to Blow-down tank | 10HAN10BR010 | PRODUCTION |  |  | DN 150 | SA 106B
20HAN10BR010MR | Blow-down tank header to Blow-down tank | 20HAN10BR010 | PRODUCTION |  |  | DN 150 | SA 106B
10HAN10BR020MR | Blow-down tank to Atmosphere | 10HAN10BR020 | PRODUCTION |  |  | DN 300 | SA312 TP304L
20HAN10BR020MR | Blow-down tank to Atmosphere | 20HAN10BR020 | PRODUCTION |  |  | DN 300 | SA312 TP304L
10HAN10BR030MR | Blow-down tank to Outlet, sump | 10HAN10BR030 | PRODUCTION |  |  | DN 200 | SA 106B
20HAN10BR030MR | Blow-down tank to Outlet, sump | 20HAN10BR030 | PRODUCTION |  |  | DN 200 | SA 106B
10HAN10BR031MR | Blow-down tank to Blow down pipe | 10HAN10BR031 | PRODUCTION |  |  | DN 50 | SA 106B
20HAN10BR031MR | Blow-down tank to Blow down pipe | 20HAN10BR031 | PRODUCTION |  |  | DN 50 | SA 106B
10HAN10BR040MR | Blow-down tank header to Blow-down tank | 10HAN10BR040 | PRODUCTION |  |  | DN 150 | SA335P11
20HAN10BR040MR | Blow-down tank header to Blow-down tank | 20HAN10BR040 | PRODUCTION |  |  | DN 150 | SA335P11
10HAN11BR010MR | Economizer to Blow-down tank | 10HAN11BR010 | PRODUCTION |  |  | DN 25 | SA106B
20HAN11BR010MR | Economizer to Blow-down tank | 20HAN11BR010 | PRODUCTION |  |  | DN 25 | SA106B
10HAN12BR010MR | Furnace left downcomer to Blow-down tank header 1 | 10HAN12BR010 | PRODUCTION |  |  | DN 25 | SA106B
20HAN12BR010MR | Furnace left downcomer to Blow-down tank | 20HAN12BR010 | PRODUCTION |  |  | DN 25 | SA106B
10HAN12BR020MR | Furnace right downcomer to Blow-down tank | 10HAN12BR020 | PRODUCTION |  |  | DN 40 | SA106B
20HAN12BR020MR | Furnace right downcomer to Blow-down tank | 20HAN12BR020 | PRODUCTION |  |  | DN 40 | SA106B
10HAN12BR030MR | Furnace front wall to Blow-down tank | 10HAN12BR030 | PRODUCTION |  |  | DN 25 | SA106B
20HAN12BR030MR | Furnace front wall to Blow-down tank | 20HAN12BR030 | PRODUCTION |  |  | DN 25 | SA106B
10HAN12BR040MR | Furnace left sidewall to Blow-down tank header 1 | 10HAN12BR040 | PRODUCTION |  |  | DN 25 | SA106B
20HAN12BR040MR | Furnace left sidewall to Blow-down tank header 1 | 20HAN12BR040 | PRODUCTION |  |  | DN 25 | SA106B
10HAN12BR060MR | 2nd pass walls to Blow-down tank | 10HAN12BR060 | PRODUCTION |  |  | DN 25 | SA106B
20HAN12BR060MR | 2nd pass walls to Blow-down tank | 20HAN12BR060 | PRODUCTION |  |  | DN 25 | SA106B
10HAN12BR070MR | 2nd pass walls to Blow-down tank | 10HAN12BR070 | PRODUCTION |  |  | DN 25 | SA106B
20HAN12BR070MR | 2nd pass walls to Blow-down tank | 20HAN12BR070 | PRODUCTION |  |  | DN 25 | SA106B
10HAN12BR080MR | Furnace right sidewall to Blow-down tank header 1 | 10HAN12BR080 | PRODUCTION |  |  | DN 25 | SA106B
20HAN12BR080MR | Furnace right sidewall to Blow-down tank header 1 | 20HAN12BR080 | PRODUCTION |  |  | DN 25 | SA106B
10HAN14BR010MR | SH1 inlet header to Blow-down tank | 10HAN14BR010 | PRODUCTION |  |  | DN 25 | SA335P11
20HAN14BR010MR | SH1 inlet header to Blow-down tank | 20HAN14BR010 | PRODUCTION |  |  | DN 25 | SA335P11
10HAN15BR010MR | SH2 inlet to Draining, drain header / Blow-down tank | 10HAN15BR010 | PRODUCTION |  |  | DN 25 | SA335P22
20HAN15BR010MR | SH2 inlet to Draining, drain header / Blow-down tank | 20HAN15BR010 | PRODUCTION |  |  | DN 25 | SA335P22
10HAN16BR010MR | SH3 inlet to Draining, drain header / Blow-down tank | 10HAN16BR010 | PRODUCTION |  |  | DN 25 | SA335P22
20HAN16BR010MR | SH3 inlet to Draining, drain header / Blow-down tank | 20HAN16BR010 | PRODUCTION |  |  | DN 25 | SA335P22
10HAN17BR010MR | SH2 outlet to Draining, drain header / Blow-down tank | 10HAN17BR010 | PRODUCTION |  |  | DN 25 | SA335P22
20HAN17BR010MR | SH2 outlet to Draining, drain header / Blow-down tank | 20HAN17BR010 | PRODUCTION |  |  | DN 25 | SA335P22
10HAN18BR010MR | SH3 outlet to Draining, drain header / Blow-down tank | 10HAN18BR010 | PRODUCTION |  |  | DN 25 | SA335P22
10HAN19BR010MR | Drain header to Drain header | 10HAN19BR010 | PRODUCTION |  |  | DN 100 | SA335P22
20HAN18BR010MR | SH3 outlet to Draining, drain header / Blow-down tank | 20HAN18BR010 | PRODUCTION |  |  | DN 25 | SA335P22
20HAN19BR010MR | Drain header to Drain header | 20HAN19BR010 | PRODUCTION |  |  | DN 100 | SA335P22
10HAN19BR020MR | Drain header to Blow-down tank header | 10HAN19BR020 | PRODUCTION |  |  | DN 80 | SA335P22
20HAN19BR020MR | Drain header to Blow-down tank header | 20HAN19BR020 | PRODUCTION |  |  | DN 80 | SA335P22
10HAN20BR010MR | Venting box to Atmosphere | 10HAN20BR010 | PRODUCTION |  |  | DN 80 | SA312 TP304L
20HAN20BR010MR | Venting box to Atmosphere | 20HAN20BR010 | PRODUCTION |  |  | DN 80 | SA312 TP304L
10HAN20BR020MR | Venting box to Blow-down tank | 10HAN20BR020 | PRODUCTION |  |  | DN 50 | SA312 TP304L
20HAN20BR020MR | Venting box to Blow-down tank | 20HAN20BR020 | PRODUCTION |  |  | DN 50 | SA312 TP304L
10HAN22BR010MR | Saturated steam, Steam drum to Venting box | 10HAN22BR010 | PRODUCTION |  |  | DN 25 | SA335P11
20HAN22BR010MR | Saturated steam, Steam drum to Venting box | 20HAN22BR010 | PRODUCTION |  |  | DN 25 | SA335P11
10HAN23BR010MR | Superheater I left to Venting box | 10HAN23BR010 | PRODUCTION |  |  | DN 25 | SA335P22
20HAN23BR010MR | Superheater I left to Venting box | 20HAN23BR010 | PRODUCTION |  |  | DN 25 | SA335P22
10HAN26BR010MR | Superheater II right to Venting box | 10HAN26BR010 | PRODUCTION |  |  | DN 25 | SA335P22
20HAN26BR010MR | Superheater II right to Venting box | 20HAN26BR010 | PRODUCTION |  |  | DN 25 | SA335P22
10HAN27BR010MR | Main steam line to Venting box | 10HAN27BR010 | PRODUCTION |  |  | DN 25 | SA335P22
20HAN27BR010MR | Main steam line to Venting box | 20HAN27BR010 | PRODUCTION |  |  | DN 25 | SA335P22
10HAN31BR010MR | Live steam safety valve 1 to Safety valve silencer | 10HAN31BR010 | PRODUCTION |  |  | DN 150 | SA335P22
20HAN31BR010MR | Live steam safety valve 1 to Safety valve silencer | 20HAN31BR010 | PRODUCTION |  |  | DN 150 | SA335P22
10HAN31BR020MR | Live steam pipe | 10HAN31BR020 | PRODUCTION
20HAN31BR020MR | Pressure system drainage and venting systems | 20HAN31BR020 | PRODUCTION
10HAN32BR010MR | Live steam pipe safety valve 1 discharge to Blow-down tank vent stack | 10HAN32BR010 | PRODUCTION |  |  | DN 25 | SA312 TP304H
20HAN32BR010MR | Live steam pipe safety valve 1 discharge to Blow-down tank vent stack | 20HAN32BR010 | PRODUCTION |  |  | DN 25 | SA312 TP304H
10HAN32BR020MR | Live steam pipe | 10HAN32BR020 | PRODUCTION
20HAN32BR020MR | Pressure system drainage and venting systems | 20HAN32BR020 | PRODUCTION
10HAN35BR010MR | Main steam start-up line to Blow-down tank vent | 10HAN35BR010 | PRODUCTION |  |  | DN 25 | SA312 TP304H
20HAN35BR010MR | Main steam start-up line to Blow-down tank vent | 20HAN35BR010 | PRODUCTION |  |  | DN 25 | SA312 TP304H
10HAN36BR010MR | Live steam pipe to Blow-down tank | 10HAN36BR010 | PRODUCTION |  |  | DN 25 | SA335P22
20HAN36BR010MR | Live steam pipe to Blow-down tank | 20HAN36BR010 | PRODUCTION |  |  | DN 25 | SA335P22
10HAN36BR020MR | Live steam pipe to Blow-down tank | 10HAN36BR020 | PRODUCTION |  |  | DN 25 | SA335P22
20HAN36BR020MR | Live steam pipe to Blow-down tank | 20HAN36BR020 | PRODUCTION |  |  | DN 25 | SA335P22
10HAN40BR010MR | Safety valve silencer to Blow-down tank | 10HAN40BR010 | PRODUCTION |  |  | DN 40 | SA312 TP304L
20HAN40BR010MR | Safety valve silencer to Blow-down tank | 20HAN40BR010 | PRODUCTION |  |  | DN 40 | SA312 TP304L
10HAN50BR010MR | Sootblowing steam SV to Safety valve silencer | 10HAN50BR010 | PRODUCTION |  |  | DN 150 | SA106B
20HAN50BR010MR | Sootblowing steam SV to Safety valve silencer | 20HAN50BR010 | PRODUCTION |  |  | DN 150 | SA106B
10HAN51BR010MR | Sootblowing steam SV drain to Silencer drain | 10HAN51BR010 | PRODUCTION |  |  | DN 25 | SA312TP304L
20HAN51BR010MR | Sootblowing steam SV drain to Silencer drain | 20HAN51BR010 | PRODUCTION |  |  | DN 25 | SA312TP304L
10HAN52BR010MR | Steam drum Safety Valve to Silencer drain | 10HAN52BR010 | PRODUCTION |  |  | DN 25 | SA312 TP304L
20HAN52BR010MR | Steam drum Safety Valve to Silencer drain | 20HAN52BR010 | PRODUCTION |  |  | DN 25 | SA312 TP304L
10HAN52BR020MR | Steam line | 10HAN52BR020 | PRODUCTION
20HAN52BR020MR | Pressure system drainage and venting systems | 20HAN52BR020 | PRODUCTION
10HAN61BR010MR | Motor valve, sootblowers drain to Blow-down tank | 10HAN61BR010 | PRODUCTION |  |  | DN 25 | SA 106B
20HAN61BR010MR | Motor valve, sootblowers drain to Blow-down tank | 20HAN61BR010 | PRODUCTION |  |  | DN 25 | SA 106B
10HAN63BR010MR | Motor valve, sootblowers drain to Blow-down tank | 10HAN63BR010 | PRODUCTION |  |  | DN 25 | SA 106B
20HAN63BR010MR | Motor valve, sootblowers drain to Blow-down tank | 20HAN63BR010 | PRODUCTION |  |  | DN 25 | SA 106B
10HAN71BR010MR | Furnace left downcomer to Drain | 10HAN71BR010 | PRODUCTION |  |  | DN 25 | SA106B
20HAN71BR010MR | Furnace left downcomer to Drain | 20HAN71BR010 | PRODUCTION |  |  | DN 25 | SA106B
10HAN72BR010MR | Drum sight glass lower corner valve to Outlet, sump | 10HAN72BR010 | PRODUCTION |  |  | DN 25 | SA 106B
20HAN72BR010MR | Drum sight glass lower corner valve to Outlet, sump | 20HAN72BR010 | PRODUCTION |  |  | DN 25 | SA 106B
10HAN72BR020MR | Drum sight glass lower corner valve to Outlet, sump | 10HAN72BR020 | PRODUCTION |  |  | DN 25 | SA 106B
20HAN72BR020MR | Drum sight glass lower corner valve to Outlet, sump | 20HAN72BR020 | PRODUCTION |  |  | DN 25 | SA 106B
20HAN90AA151-M01 | Motor blow-down tank control valve - Electric actuator - Motor | 20HAN90AA151 | PRODUCTION |  |  | SA 07.6-A.22/AC 01.2
10HAN90AB001KB | Steam Trap | 10HAN90AB001 | PRODUCTION
20HAN90AB001KB | Steam Trap | 20HAN90AB001 | PRODUCTION
10HAN90BR010MR | Drum continuous blow-down to Continuous blow-down tank | 10HAN90BR010 | PRODUCTION |  |  | DN 40 | SA106B
20HAN90BR010MR | Drum continuous blow-down to Continuous blow-down tank | 20HAN90BR010 | PRODUCTION |  |  | DN 40 | SA106B
10HAN90BR020MR | Cont. blow-down tank to Feed water tank (SP) | 10HAN90BR020 | PRODUCTION |  |  | DN 100 | SA 106B
20HAN90BR020MR | Cont. blow-down tank to Feed water tank (SP) | 20HAN90BR020 | PRODUCTION |  |  | DN 100 | SA 106B
10HAN90BR030MR | Cont. blow-down tank to Feed water tank | 10HAN90BR030 | PRODUCTION |  |  |  | SA 106B
20HAN90BR030MR | Cont. blow-down tank to Feed water tank | 20HAN90BR030 | PRODUCTION |  |  |  | SA 106B
10HAN91BR010MR | Continuous blow-down tank to Blow-down tank | 10HAN91BR010 | PRODUCTION |  |  | DN 100 | SA 106B
20HAN91BR010MR | Continuous blow-down tank to Blow-down tank | 20HAN91BR010 | PRODUCTION |  |  | DN 100 | SA 106B
10HAN92BR010MR | Continuous blow-down tank SV to Blow-down tank vent stack | 10HAN92BR010 | PRODUCTION |  |  | DN 250 | SA312 TP304L
20HAN92BR010MR | Continuous blow-down tank SV to Blow-down tank vent stack | 20HAN92BR010 | PRODUCTION |  |  | DN 250 | SA312 TP304L
20HBL10AN001KN | Fan | 20HBL10AN001 | PRODUCTION
10HBL20AN001KN | Fan | 10HBL20AN001 | PRODUCTION
20HBL20AN001KN | Fan | 20HBL20AN001 | PRODUCTION
10HCB10AA101KA | Sootblowing steam, HP Valves | 10HCB10AA101 | PRODUCTION
20HCB10AA101KA | HP Valves | 20HCB10AA101 | PRODUCTION
10HCB10AA801KA | Globe valve | 10HCB10AA801 | PRODUCTION |  |  | DN8/PN400, Shut off valve 23509
10HCB10AA802KA | Globe valve | 10HCB10AA802 | PRODUCTION |  |  | DN8/PN400, Shut off valve 23509
10HCB10AA811KA | Globe valve | 10HCB10AA811 | PRODUCTION |  |  | DN8/PN400, Shut off valve 23509
10HCB10AA812KA | Globe valve | 10HCB10AA812 | PRODUCTION |  |  | DN8/PN400, Shut off valve 23509
10HCB10AA813KA | Sootblowing steam, HP Valves | 10HCB10AA813 | PRODUCTION
20HCB10AA813KA | HP Valves | 20HCB10AA813 | PRODUCTION
10HCB10BR010MR | Primary superheater to Sootblowers | 10HCB10BR010 | PRODUCTION |  |  | DN 50 | SA335P11
20HCB10BR010MR | Primary superheater to Sootblowers | 20HCB10BR010 | PRODUCTION |  |  | DN 50 | SA335P11
10HCB10CP001-U01 | Pressure Transmitter | 10HCB10CP001 | PRODUCTION
20HCB10CP001QB | Pressure Transmitter | 20HCB10CP001 | PRODUCTION
10HCB10CT001-U01 | Temperature Transmitter | 10HCB10CT001 | PRODUCTION
20HCB10CT001-U01 | Temperature Transmitter | 20HCB10CT001 | PRODUCTION
10HCB10CT002-U01 | Temperature Transmitter | 10HCB10CT002 | PRODUCTION
20HCB10CT002-U01 | Temperature Transmitter | 20HCB10CT002 | PRODUCTION
10HCB20BR010MR | Sootblowing steam to Motor valve, sootblowers drain | 10HCB20BR010 | PRODUCTION |  |  | DN 25 | SA106B
20HCB20BR010MR | Sootblowing steam to Motor valve, sootblowers drain | 20HCB20BR010 | PRODUCTION |  |  | DN 25 | SA106B
10HCB20BR011MR | Sootblowing steam, Furnace and 2nd pass to Sootblower 3 | 10HCB20BR011 | PRODUCTION |  |  | DN 65 | SA106B
20HCB20BR011MR | Sootblowing steam, Furnace and 2nd pass to Sootblower 3 | 20HCB20BR011 | PRODUCTION |  |  | DN 65 | SA106B
10HCB20BR012MR | Sootblowing steam, Furnace and 2nd pass to Sootblower 5 | 10HCB20BR012 | PRODUCTION |  |  | DN 65 | SA106B
20HCB20BR012MR | Sootblowing steam, Furnace and 2nd pass to Sootblower 5 | 20HCB20BR012 | PRODUCTION |  |  | DN 65 | SA106B
10HCB20BR013MR | Sootblowing steam, Furnace and 2nd pass to Sootblower 1 | 10HCB20BR013 | PRODUCTION |  |  | DN 65 | SA106B
20HCB20BR013MR | Sootblowing steam, Furnace and 2nd pass to Sootblower 1 | 20HCB20BR013 | PRODUCTION |  |  | DN 65 | SA106B
10HCB20BR014MR | Sootblowing steam, Furnace and 2nd pass to Sootblower 6 | 10HCB20BR014 | PRODUCTION |  |  | DN 65 | SA106B
20HCB20BR014MR | Sootblowing steam, Furnace and 2nd pass to Sootblower 6 | 20HCB20BR014 | PRODUCTION |  |  | DN 65 | SA106B
10HCB20BR015MR | Sootblowing steam, Furnace and 2nd pass to Sootblower 4 | 10HCB20BR015 | PRODUCTION |  |  | DN 65 | SA106B
20HCB20BR015MR | Sootblowing steam, Furnace and 2nd pass to Sootblower 4 | 20HCB20BR015 | PRODUCTION |  |  | DN 65 | SA106B
10HCB20BR016MR | Sootblowing steam, Furnace and 2nd pass to Sootblower 7 | 10HCB20BR016 | PRODUCTION |  |  | DN 65 | SA106B
20HCB20BR016MR | Sootblowing steam, Furnace and 2nd pass to Sootblower 7 | 20HCB20BR016 | PRODUCTION |  |  | DN 65 | SA106B
10HCB20BR017MR | Sootblowing steam, Furnace and 2nd pass to Sootblower 2 | 10HCB20BR017 | PRODUCTION |  |  | DN 65 | SA106B
20HCB20BR017MR | Sootblowing steam, Furnace and 2nd pass to Sootblower 2 | 20HCB20BR017 | PRODUCTION |  |  | DN 65 | SA106B
10HCB20BR030MR | Reducing to Sootblowing steam line 1 drainage | 10HCB20BR030 | PRODUCTION |  |  | DN 25 | SA106B
20HCB20BR030MR | Reducing to Sootblowing steam line 1 drainage | 20HCB20BR030 | PRODUCTION |  |  | DN 25 | SA106B
10HCB20CH101-A01 | Sootblower 1, Local Control | 10HCB20CH101 | PRODUCTION
20HCB20CH101-A01 | Sootblower 1, Local Control | 20HCB20CH101 | PRODUCTION
10HCB20CH102-A01 | Sootblower 2, Local Control | 10HCB20CH102 | PRODUCTION
20HCB20CH102-A01 | Sootblower 2, Local Control | 20HCB20CH102 | PRODUCTION
10HCB20CH103-A01 | Sootblower 3, Local Control | 10HCB20CH103 | PRODUCTION
20HCB20CH103-A01 | Sootblower 3, Local Control | 20HCB20CH103 | PRODUCTION
10HCB20CH104-A01 | Sootblower 4, Local Control | 10HCB20CH104 | PRODUCTION
20HCB20CH104-A01 | Sootblower 4, Local Control | 20HCB20CH104 | PRODUCTION
10HCB20CH105-A01 | Sootblower 5, Local Control | 10HCB20CH105 | PRODUCTION
20HCB20CH105-A01 | Sootblower 5, Local Control | 20HCB20CH105 | PRODUCTION
10HCB20CH106-A01 | Sootblower 6, Local Control | 10HCB20CH106 | PRODUCTION
20HCB20CH106-A01 | Sootblower 6, Local Control | 20HCB20CH106 | PRODUCTION
10HCB20CH107-A01 | Sootblower 7, Local Control | 10HCB20CH107 | PRODUCTION
20HCB20CH107-A01 | Sootblower 7, Local Control | 20HCB20CH107 | PRODUCTION
10HCB21BR010MR | Sootblowing steam line 3 to Sootblowing steam safety valve | 10HCB21BR010 | PRODUCTION |  |  | DN 65 | SA106B
20HCB21BR010MR | Sootblowing steam line 3 to Sootblowing steam safety valve | 20HCB21BR010 | PRODUCTION |  |  | DN 65 | SA106B
10HCB23BP001MR | Orifice | 10HCB23BP001 | PRODUCTION
20HCB23BP001MR | Orifice | 20HCB23BP001 | PRODUCTION
10HCB23BR010MR | Sootblowing steam line to Sootblowing steam line 1 drainage | 10HCB23BR010 | PRODUCTION |  |  | DN 25 | SA106B
20HCB23BR010MR | Sootblowing steam line to Sootblowing steam line 1 drainage | 20HCB23BR010 | PRODUCTION |  |  | DN 25 | SA106B
10HCB30BR010MR | Sootblowing steam, Furnace and 2nd pass to Reducing | 10HCB30BR010 | PRODUCTION |  |  | DN 25 | SA106B
20HCB30BR010MR | Sootblowing steam, Furnace and 2nd pass to Reducing | 20HCB30BR010 | PRODUCTION |  |  | DN 25 | SA106B
10HCB30BR012MR | Sootblowing steam, 3rd pass to Sootblower 8 | 10HCB30BR012 | PRODUCTION |  |  | DN 65 | SA106B
20HCB30BR012MR | Sootblowing steam, 3rd pass to Sootblower 8 | 20HCB30BR012 | PRODUCTION |  |  | DN 65 | SA106B
10HCB30BR014MR | Sootblowing steam, 3rd pass to Sootblower 9 | 10HCB30BR014 | PRODUCTION |  |  | DN 65 | SA106B
20HCB30BR014MR | Sootblowing steam, 3rd pass to Sootblower 9 | 20HCB30BR014 | PRODUCTION |  |  | DN 65 | SA106B
10HCB30BR016MR | Sootblowing steam, 3rd pass to Sootblower 10 | 10HCB30BR016 | PRODUCTION |  |  | DN 65 | SA106B
20HCB30BR016MR | Sootblowing steam, 3rd pass to Sootblower 10 | 20HCB30BR016 | PRODUCTION |  |  | DN 65 | SA106B
10HCB30BR018MR | Sootblowing steam, 3rd pass to Sootblower 11 | 10HCB30BR018 | PRODUCTION |  |  | DN 65 | SA106B
20HCB30BR018MR | Sootblowing steam, 3rd pass to Sootblower 11 | 20HCB30BR018 | PRODUCTION |  |  | DN 65 | SA106B
10HCB30BR020MR | Sootblowing steam, 3rd pass to Sootblower 12 | 10HCB30BR020 | PRODUCTION |  |  | DN 65 | SA106B
20HCB30BR020MR | Sootblowing steam, 3rd pass to Sootblower 12 | 20HCB30BR020 | PRODUCTION |  |  | DN 65 | SA106B
10HCB30BR022MR | Sootblowing steam, 3rd pass to Sootblower 13 | 10HCB30BR022 | PRODUCTION |  |  | DN 65 | SA106B
20HCB30BR022MR | Sootblowing steam, 3rd pass to Sootblower 13 | 20HCB30BR022 | PRODUCTION |  |  | DN 65 | SA106B
10HCB30BR024MR | Sootblowing steam, 3rd pass to Sootblower 14 | 10HCB30BR024 | PRODUCTION |  |  | DN 65 | SA106B
20HCB30BR024MR | Sootblowing steam, 3rd pass to Sootblower 14 | 20HCB30BR024 | PRODUCTION |  |  | DN 65 | SA106B
10HCB30BR026MR | Sootblowing steam, 3rd pass to Sootblower 15 | 10HCB30BR026 | PRODUCTION |  |  | DN 65 | SA106B
20HCB30BR026MR | Sootblowing steam, 3rd pass to Sootblower 15 | 20HCB30BR026 | PRODUCTION |  |  | DN 65 | SA106B
10HCB30BR030MR | Reducing to Sootblowing steam line 3 drainage | 10HCB30BR030 | PRODUCTION |  |  | DN 25 | SA106B
20HCB30BR030MR | Reducing to Sootblowing steam line 3 drainage | 20HCB30BR030 | PRODUCTION |  |  | DN 25 | SA106B
10HCB30CH101-A01 | Sootblower 8, Local Control | 10HCB30CH101 | PRODUCTION
20HCB30CH101-A01 | Sootblower 8, Local Control | 20HCB30CH101 | PRODUCTION
10HCB30CH102-A01 | Sootblower 9, Local Control | 10HCB30CH102 | PRODUCTION
20HCB30CH102-A01 | Sootblower 9, Local Control | 20HCB30CH102 | PRODUCTION
10HCB30CH103-A01 | Sootblower 10, Local Control | 10HCB30CH103 | PRODUCTION
20HCB30CH103-A01 | Sootblower 10, Local Control | 20HCB30CH103 | PRODUCTION
10HCB30CH104-A01 | Sootblower 11, Local Control | 10HCB30CH104 | PRODUCTION
20HCB30CH104-A01 | Sootblower 11, Local Control | 20HCB30CH104 | PRODUCTION
10HCB30CH105-A01 | Sootblower 12, Local Control | 10HCB30CH105 | PRODUCTION
20HCB30CH105-A01 | Sootblower 12, Local Control | 20HCB30CH105 | PRODUCTION
10HCB30CH106-A01 | Sootblower 13, Local Control | 10HCB30CH106 | PRODUCTION
20HCB30CH106-A01 | Sootblower 13, Local Control | 20HCB30CH106 | PRODUCTION
10HCB30CH107-A01 | Sootblower 14, Local Control | 10HCB30CH107 | PRODUCTION
20HCB30CH107-A01 | Sootblower 14, Local Control | 20HCB30CH107 | PRODUCTION
10HCB30CH108-A01 | Sootblower 15, Local Control | 10HCB30CH108 | PRODUCTION
20HCB30CH108-A01 | Sootblower 15, Local Control | 20HCB30CH108 | PRODUCTION
10HCB32BP001MR | Orifice | 10HCB32BP001 | PRODUCTION
20HCB32BP001MR | Orifice | 20HCB32BP001 | PRODUCTION
10HCB32BR010MR | Sootblowing steam line to Sootblowing steam line 3 drainage | 10HCB32BR010 | PRODUCTION |  |  | DN 25 | SA106B
20HCB32BR010MR | Sootblowing steam line to Sootblowing steam line 3 drainage | 20HCB32BR010 | PRODUCTION |  |  | DN 25 | SA106B
10HDA11AA001KA | Damper | 10HDA11AA001 | PRODUCTION |  |  | VAK10-4-4-C | 876949
10HDA11BR010MR | Boiler to Bottom ash screw conveyor 1 | 10HDA11BR010 | PRODUCTION
20HDA11BR010MR | Boiler to Bottom ash screw conveyor 1 | 20HDA11BR010 | PRODUCTION
10HDA12AA001KA | Damper | 10HDA12AA001 | PRODUCTION |  |  | VAK10-4-4-C | 876949
10HDA12BR010MR | Boiler to Bottom ash screw conveyor 2 | 10HDA12BR010 | PRODUCTION
20HDA12BR010MR | Boiler to Bottom ash screw conveyor 2 | 20HDA12BR010 | PRODUCTION
10HDA13AA001KA | Damper | 10HDA13AA001 | PRODUCTION |  |  | VAK10-4-4-C | 876949
10HDA13BR010MR | Boiler to Bottom ash screw conveyor 2 | 10HDA13BR010 | PRODUCTION
20HDA13BR010MR | Boiler to Bottom ash screw conveyor 3 | 20HDA13BR010 | PRODUCTION
10HDA15BR010MR | Bottom ash screw conveyor 1 to Bottom ash drag chain conveyor | 10HDA15BR010 | PRODUCTION
20HDA15BR010MR | Bottom ash screw conveyor 1 to Bottom ash drag chain conveyor | 20HDA15BR010 | PRODUCTION
10HDA15BR020MR | Bottom ash screw conveyor 1 to Atmosphere | 10HDA15BR020 | PRODUCTION |  |  |  | SA312 TP304L
20HDA15BR020MR | Bottom ash screw conveyor 1 to Atmosphere | 20HDA15BR020 | PRODUCTION |  |  |  | SA312 TP304L
10HDA15BR030MR | Bottom ash screw conveyor 1 to Atmosphere | 10HDA15BR030 | PRODUCTION |  |  |  | SA312 TP304L
20HDA15BR030MR | Bottom ash screw conveyor 1 to Atmosphere | 20HDA15BR030 | PRODUCTION |  |  |  | SA312 TP304L
10HDA15CH101-A01 | Local control box | 10HDA15CH101 | PRODUCTION
20HDA15CH101-A01 | Bottom ash screw conveyor 1, Local Control | 20HDA15CH101 | PRODUCTION
10HDA15CS101-F01 | Speed Switch | 10HDA15CS101 | PRODUCTION
10HDA15CS101QB | Bottom ash screw 1 | 10HDA15CS101 | PRODUCTION
20HDA15CS101-F01 | Speed Switch | 20HDA15CS101 | PRODUCTION
20HDA15CS101QB | Bottom ash screw 1 | 20HDA15CS101 | PRODUCTION
10HDA21AA001KA | Damper | 10HDA21AA001 | PRODUCTION |  |  | VAK10-4-4-C | 876949
10HDA21BR010MR | Boiler to Bottom ash screw conveyor 2 | 10HDA21BR010 | PRODUCTION
20HDA21BR010MR | Boiler to Bottom ash screw conveyor 2 | 20HDA21BR010 | PRODUCTION
10HDA22AA001KA | Damper | 10HDA22AA001 | PRODUCTION |  |  | VAK10-4-4-C | 876949
10HDA22BR010MR | Boiler to Bottom ash screw conveyor 2 | 10HDA22BR010 | PRODUCTION
20HDA22BR010MR | Boiler to Bottom ash screw conveyor 2 | 20HDA22BR010 | PRODUCTION
10HDA23AA001KA | Damper | 10HDA23AA001 | PRODUCTION |  |  | VAK10-4-4-C
10HDA23BR010MR | Boiler to Bottom ash screw conveyor 2 | 10HDA23BR010 | PRODUCTION
20HDA23BR010MR | Boiler to Bottom ash screw conveyor 2 | 20HDA23BR010 | PRODUCTION
10HDA25BR010MR | Bottom ash screw conveyor 2 to Bottom ash drag chain conveyor | 10HDA25BR010 | PRODUCTION
20HDA25BR010MR | Bottom ash screw conveyor 2 to Bottom ash drag chain conveyor | 20HDA25BR010 | PRODUCTION
10HDA25BR020MR | Bottom ash screw conveyor 2 to Atmosphere | 10HDA25BR020 | PRODUCTION |  |  |  | SA312 TP304L
20HDA25BR020MR | Bottom ash screw conveyor 1 to Atmosphere | 20HDA25BR020 | PRODUCTION |  |  |  | SA312 TP304L
10HDA25BR030MR | Bottom ash screw conveyor 2 to Atmosphere | 10HDA25BR030 | PRODUCTION |  |  |  | SA312 TP304L
20HDA25BR030MR | Bottom ash screw conveyor 1 to Atmosphere | 20HDA25BR030 | PRODUCTION |  |  |  | SA312 TP304L
10HDA25CH101-A01 | Local control box | 10HDA25CH101 | PRODUCTION
20HDA25CH101-A01 | Bottom ash screw conveyor 2, Local Control | 20HDA25CH101 | PRODUCTION
10HDA25CS101-F01 | Speed Switch | 10HDA25CS101 | PRODUCTION
20HDA25CS101-F01 | Speed Switch | 20HDA25CS101 | PRODUCTION
10HDA40BR010MR | Bottom ash drag chain conveyor to Bottom ash distributing screw | 10HDA40BR010 | PRODUCTION
20HDA40BR010MR | Bottom ash drag chain conveyor to Bottom ash distributing screw | 20HDA40BR010 | PRODUCTION
10HDA40BR020MR | Bottom ash drag chain conveyor to 3rd pass ash hopper | 10HDA40BR020 | PRODUCTION |  |  | DN 100 | SA312 TP304L
20HDA40BR020MR | Bottom ash drag chain conveyor to 3rd pass ash hopper | 20HDA40BR020 | PRODUCTION |  |  | DN 100 | SA312 TP304L
10HDA40CH101-A01 | Local control box | 10HDA40CH101 | PRODUCTION
10HDA40CH101-S01 | Local control box | 10HDA40CH101 | PRODUCTION
20HDA40CH101-A01 | Local control box | 20HDA40CH101 | PRODUCTION
20HDA40CH101-S01 | Local control box | 20HDA40CH101 | PRODUCTION
10HDA40CS102-F01 | Speed Switch | 10HDA40CS102 | PRODUCTION
20HDA40CS102-F01 | Speed Switch | 20HDA40CS102 | PRODUCTION
10HDB10AA102KA | Bottom ash sieve valve | 10HDB10AA102 | PRODUCTION
20HDB10AA102KA | Fly_Ash_Handling | 20HDB10AA102 | PRODUCTION
10HDB10AA103KA | Bottom ash sieve valve | 10HDB10AA103 | PRODUCTION
20HDB10AA103KA | Fly_Ash_Handling | 20HDB10AA103 | PRODUCTION
10HDB10AA104KA | Bottom ash sieve valve | 10HDB10AA104 | PRODUCTION
20HDB10AA104KA | Fly_Ash_Handling | 20HDB10AA104 | PRODUCTION
10HDB10AF001KF | Bottom ash drag chain conveyor | 10HDB10AF001 | PRODUCTION
10HDB10AF001-M01 | Bottom ash drag chain conveyor, motor | 10HDB10AF001 | PRODUCTION
10HDB10AF001MG | Bottom ash drag chain conveyor, gear | 10HDB10AF001 | PRODUCTION
20HDB10AF001KF | Bottom ash drag chain conveyor | 20HDB10AF001 | PRODUCTION
20HDB10AF001MG | Bottom ash drag chain conveyor, gear | 20HDB10AF001 | PRODUCTION
10HDB10AT001-U01 | Bottom ash sieve - VFD | 10HDB10AT001 | PRODUCTION |  |  | RS600 / 450 TRETEC OY
10HDB10BR010MR | Bottom ash drag chain conveyor to Bottom ash sieve | 10HDB10BR010 | PRODUCTION
20HDB10BR010MR | Bottom ash drag chain conveyor to Bottom ash sieve | 20HDB10BR010 | PRODUCTION
10HDB10BR020MR | Bottom ash drag chain conveyor to Sampling | 10HDB10BR020 | PRODUCTION |  |  | DN 100
20HDB10BR020MR | Bottom ash drag chain conveyor to Sampling | 20HDB10BR020 | PRODUCTION |  |  | DN 100
10HDB10CH101-A01 | Local control box | 10HDB10CH101 | PRODUCTION
20HDB10CH101-A01 | Bottom ash sieve, Local Control | 20HDB10CH101 | PRODUCTION
10HDB10CP101-F01 | Pressure switch | 10HDB10CP101 | PRODUCTION
20HDB10CP101-F01 | Pressure switch | 20HDB10CP101 | PRODUCTION
10HDB10CP102-F01 | Pressure switch | 10HDB10CP102 | PRODUCTION
20HDB10CP102-F01 | Pressure switch | 20HDB10CP102 | PRODUCTION
10HDB10CP103-F01 | Pressure switch | 10HDB10CP103 | PRODUCTION
20HDB10CP103-F01 | Pressure switch | 20HDB10CP103 | PRODUCTION
10HDB10CP104-F01 | Pressure switch | 10HDB10CP104 | PRODUCTION
20HDB10CP104-F01 | Pressure switch | 20HDB10CP104 | PRODUCTION
10HDB10CS101-F01 | Speed Switch | 10HDB10CS101 | PRODUCTION
20HDB10CS101-F01 | Speed Switch | 20HDB10CS101 | PRODUCTION
10HDB10GA001-J01 | Bottom ash sieve, Local Control box | 10HDB10GA001 | PRODUCTION
20HDB10GA001-J01 | Local control box | 20HDB10GA001 | PRODUCTION
10HDB20AA091KA | Pressure reducing valve | 10HDB20AA091 | PRODUCTION |  |  | R1 1/2", EAR825-F14
10HDB20AA501KA | Pneum. bottom ash convyeor, fill- up valve | 10HDB20AA501 | PRODUCTION
20HDB20AA501KA | Pneum. bottom ash convyeor, fill- up valve | 20HDB20AA501 | PRODUCTION
10HDB20BR010MR | Bottom ash sieve to Pneumatic sand conveyor | 10HDB20BR010 | PRODUCTION |  |  |  | SA312 TP316L
20HDB20BR010MR | Bottom ash sieve to Pneumatic sand conveyor | 20HDB20BR010 | PRODUCTION |  |  |  | SA312 TP316L
10HDB20BR040MR | Service Air to Pneumatic sand conveyor | 10HDB20BR040 | PRODUCTION |  |  | DN 25 | SA312 TP304L
20HDB20BR040MR | Service Air to Pneumatic sand conveyor | 20HDB20BR040 | PRODUCTION |  |  | DN 25 | SA312 TP304L
10HDB20CH202-A01 | Pneum. bottom ash convyeor, blow valve | 10HDB20CH202 | PRODUCTION
10HDB20CH202-S01 | Pneum. bottom ash convyeor, blow valve | 10HDB20CH202 | PRODUCTION
20HDB20CH202-A01 | Pneum. bottom ash convyeor, blow valve | 20HDB20CH202 | PRODUCTION
20HDB20CH202-S01 | Pneum. bottom ash convyeor, blow valve | 20HDB20CH202 | PRODUCTION
10HDB20CH203-A01 | Pneum. bottom ash convyeor, fluidization valve | 10HDB20CH203 | PRODUCTION
10HDB20CH203-S01 | Pneum. bottom ash convyeor, fluidization valve | 10HDB20CH203 | PRODUCTION
20HDB20CH203-A01 | Pneum. bottom ash convyeor, fluidization valve | 20HDB20CH203 | PRODUCTION
20HDB20CH203-S01 | Pneum. bottom ash convyeor, fluidization valve | 20HDB20CH203 | PRODUCTION
10HDB20CH204-A01 | Pneum. bottom ash convyeor, extra blow valve | 10HDB20CH204 | PRODUCTION
10HDB20CH204-S01 | Pneum. bottom ash convyeor, extra blow valve | 10HDB20CH204 | PRODUCTION
20HDB20CH204-A01 | Pneum. bottom ash convyeor, extra blow valve | 20HDB20CH204 | PRODUCTION
20HDB20CH204-S01 | Pneum. bottom ash convyeor, extra blow valve | 20HDB20CH204 | PRODUCTION
10HDB21BR010MR | Bottom ash sieve to Bottom ash distributing screw | 10HDB21BR010 | PRODUCTION
20HDB21BR010MR | Bottom ash sieve to Bottom ash distributing screw | 20HDB21BR010 | PRODUCTION
20HDB30AT001KT | Recycled ash silo filter | 20HDB30AT001 | PRODUCTION
10HDC20AA001KA | Damper | 10HDC20AA001 | PRODUCTION
20HDC20AA001KA | Damper | 20HDC20AA001 | PRODUCTION
10HDC20BR010MR | 2nd pass ash screw conveyor to 2nd pass ash pneumatic conveyor | 10HDC20BR010 | PRODUCTION |  |  | DN 250
10HDC30AA001KA | Damper | 10HDC30AA001 | PRODUCTION
20HDC20BR010MR | 2nd pass ash screw conveyor to 2nd pass ash pneumatic conveyor | 20HDC20BR010 | PRODUCTION |  |  | DN 250
10HDC20BR011MR | 2nd pass to Fly ash from 2nd pass | 10HDC20BR011 | PRODUCTION
20HDC20BR011MR | 2nd pass to Fly ash from 2nd pass | 20HDC20BR011 | PRODUCTION
20HDC30AA001KA | Damper | 20HDC30AA001 | PRODUCTION
10HDC30BR010MR | 3rd pass ash screw conveyor to | 10HDC30BR010 | PRODUCTION
20HDC30BR010MR | 3rd pass ash screw conveyor to 3rd pass ash rotary feeder | 20HDC30BR010 | PRODUCTION
10HDC30BR020MR | 3rd pass ash rotary feeder to 2nd and 3rd pass ash screw conveyor | 10HDC30BR020 | PRODUCTION
20HDC30BR020MR | 3rd pass ash rotary feeder to 2nd and 3rd pass ash screw conveyor | 20HDC30BR020 | PRODUCTION
10HDC30CH101-A01 | Local control box | 10HDC30CH101 | PRODUCTION
20HDC30CH101-A01 | 3rd pass ash screw conveyor, local control | 20HDC30CH101 | PRODUCTION
10HDC30CH102-A01 | Local control box | 10HDC30CH102 | PRODUCTION
20HDC30CH102-A01 | 3rd pass ash rotary feeder, local control | 20HDC30CH102 | PRODUCTION
10HDC30CS101-F01 | Speed Switch | 10HDC30CS101 | PRODUCTION
20HDC30CS101-F01 | Speed Switch | 20HDC30CS101 | PRODUCTION
10HDC30CS102-F01 | Speed Switch | 10HDC30CS102 | PRODUCTION
20HDC30CS102-F01 | Speed Switch | 20HDC30CS102 | PRODUCTION
10HDC31AA001KA | 3rd and 3rd pass ash screw valve | 10HDC31AA001 | PRODUCTION
20HDC31AA001KA | Valve | 20HDC31AA001 | PRODUCTION
10HDC31BR010MR | 3rd pass ash screw conveyor to 3rd pass ash pneumatic conveyor | 10HDC31BR010 | PRODUCTION
20HDC31BR010MR | 2nd and 3rd pass ash screw conveyor to 2nd and 3rd pass ash pneumatic conveyor | 20HDC31BR010 | PRODUCTION
10HDC31CH101-A01 | Local control box | 10HDC31CH101 | PRODUCTION
20HDC31CH101-A01 | 2nd and 3 rd pass ash screw conveyor, local control | 20HDC31CH101 | PRODUCTION
10HDC32AA091KA | Pressure reducing valve | 10HDC32AA091 | PRODUCTION
20HDC32AA091KA | Pressure reducing valve | 20HDC32AA091 | PRODUCTION
10HDC32AA102KA | 1st and 3rd pass ash pneum. conveyor, valve | 10HDC32AA102 | PRODUCTION
20HDC32AA102KA | 2nd and 3rd pass ash pneum. conveyor, valve | 20HDC32AA102 | PRODUCTION
10HDC32AA103KA | 0th and 3rd pass ash pneum. conveyor, valve | 10HDC32AA103 | PRODUCTION
20HDC32AA103KA | 1st and 3rd pass ash pneum. conveyor, valve | 20HDC32AA103 | PRODUCTION
10HDC32AA104KA | 1st and 3rd pass ash pneum. conveyor, valve | 10HDC32AA104 | PRODUCTION
20HDC32AA104KA | 2nd and 3rd pass ash pneum. conveyor, valve | 20HDC32AA104 | PRODUCTION
10HDC32AA501KA | 1st and 3rd pass ash pneum. conveyor, valve | 10HDC32AA501 | PRODUCTION
20HDC32AA501KA | 2nd and 3rd pass ash pneum. conveyor, fill-up valve | 20HDC32AA501 | PRODUCTION
10HDC32BR010MR | 2nd and 3rd pass ash pneumatic conveyor to 2nd and 3rd pass ash pneumatic conveyor | 10HDC32BR010 | PRODUCTION
20HDC32BR010MR | 2nd and 3rd pass ash pneumatic conveyor to 2nd and 3rd pass ash pneumatic conveyor | 20HDC32BR010 | PRODUCTION
10HDC32BR030MR | Compressed air supply to 2nd and 3rd pass ash pneumatic conveyor | 10HDC32BR030 | PRODUCTION |  |  |  | SA312 TP304L
20HDC32BR030MR | Compressed air supply to 2nd and 3rd pass ash pneumatic conveyor | 20HDC32BR030 | PRODUCTION |  |  |  | SA312 TP304L
10HDC50BR010MR | Fly ash silo to | 10HDC50BR010 | PRODUCTION
20HDC50BR010MR | Fly ash silo to | 20HDC50BR010 | PRODUCTION
20HDC51AA001KA | Damper | 20HDC51AA001 | PRODUCTION |  |  | CW 400x700 | S355J2+N
10HDC51BR010MR | Fly ash silo to Fly ash silo rotary valve 1 | 10HDC51BR010 | PRODUCTION
20HDC51BR010MR | Fly ash silo to Fly ash silo rotary valve 1 | 20HDC51BR010 | PRODUCTION
10HDC51CS001QB | Speed sensor (switch) | 10HDC51CS001 | PRODUCTION
20HDC51CS001QB | Wet discharging rotary feeder sic | 20HDC51CS001 | PRODUCTION
10HDC52BR010MR | Fly ash silo rotary valve 1 to Fly ash moistening screw | 10HDC52BR010 | PRODUCTION
20HDC52BR010MR | Fly ash silo rotary valve 1 to Fly ash moistening screw | 20HDC52BR010 | PRODUCTION
20HDC57BR901MR | Manually lifted sealing flange | 20HDC57BR901 | PRODUCTION
20HDC61AA001KA | Damper | 20HDC61AA001 | PRODUCTION |  |  | CW 400x700 | S355J2+N
10HDC61BR010MR | Fly ash silo to Fly ash silo rotary valve 2 | 10HDC61BR010 | PRODUCTION
20HDC61BR010MR | Fly ash silo to Fly ash silo rotary valve 2 | 20HDC61BR010 | PRODUCTION
10HDC62BR010MR | Fly ash silo rotary valve 2 to Dry discharging | 10HDC62BR010 | PRODUCTION
20HDC62BR010MR | Fly ash silo rotary valve 2 to Dry discharging | 20HDC62BR010 | PRODUCTION
10HDC63AA151KA | Dry discharge vacuum pipe valve - Electric Actuator - Intermittent | 10HDC63AA151 | PRODUCTION
10HDC63AA151-M01 | Dry discharge vacuum pipe valve - Electric Actuator - Motor | 10HDC63AA151 | PRODUCTION
10HDC63AA151QN | Dry discharge vacuum pipe valve - Electric Actuator | 10HDC63AA151 | PRODUCTION
20HDC63AA151KA | Dry discharge vacuum pipe valve - Electric Actuator - Intermittent | 20HDC63AA151 | PRODUCTION
20HDC63AA151-M01 | Dry discharge vacuum pipe valve - Electric Actuator - Motor | 20HDC63AA151 | PRODUCTION
20HDC63AA151QN | Dry discharge vacuum pipe valve - Electric Actuator | 20HDC63AA151 | PRODUCTION
10HDC63BR010MR | Dry discharging to Fly ash silo filter | 10HDC63BR010 | PRODUCTION
20HDC63BR010MR | Dry discharging to Fly ash silo filter | 20HDC63BR010 | PRODUCTION
10HDW10BR010MR | Overfire air to Sootblowers | 10HDW10BR010 | PRODUCTION |  |  | DN 200 | SA312 TP304L
20HDW10BR010MR | Overfire air to Sootblowers | 20HDW10BR010 | PRODUCTION |  |  | DN 200 | SA312 TP304L
10HFA10BP001MR | Orifice | 10HFA10BP001 | PRODUCTION
10HDW11BR010MR | Sealing air to T-piece | 10HDW11BR010 | PRODUCTION |  |  | DN 150 | SA312 TP304L
20HDW11BR010MR | Sealing air to T-piece | 20HDW11BR010 | PRODUCTION |  |  | DN 150 | SA312 TP304L
10HDW15BR010MR | Sealing air line to 2nd and 3rd pass ash screw conveyor | 10HDW15BR010 | PRODUCTION |  |  | DN 50 | SA312 TP304L
20HDW15BR010MR | Sealing air line to 2nd and 3rd pass ash screw conveyor | 20HDW15BR010 | PRODUCTION |  |  | DN 50 | SA312 TP304L
10HDW20BR010MR | T-piece to Sealing air line 1 | 10HDW20BR010 | PRODUCTION |  |  | DN 100 | SA312 TP304L
20HDW20BR010MR | T-piece to Sealing air line 1 | 20HDW20BR010 | PRODUCTION |  |  | DN 100 | SA312 TP304L
10HDW20BR011MR | Sealing air line 1 to Sootblower 13 | 10HDW20BR011 | PRODUCTION |  |  | DN 50 | SA312 TP304L
20HDW20BR011MR | Sealing air line 1 to Sootblower 13 | 20HDW20BR011 | PRODUCTION |  |  | DN 50 | SA312 TP304L
10HDW20BR012MR | Sealing air line 1 to Sootblower 9 | 10HDW20BR012 | PRODUCTION |  |  | DN 50 | SA312 TP304L
20HDW20BR012MR | Sealing air line 1 to Sootblower 9 | 20HDW20BR012 | PRODUCTION |  |  | DN 50 | SA312 TP304L
10HDW20BR013MR | Sealing air line 1 to Sootblower 5 | 10HDW20BR013 | PRODUCTION |  |  | DN 50 | SA312 TP304L
20HDW20BR013MR | Sealing air line 1 to Sootblower 5 | 20HDW20BR013 | PRODUCTION |  |  | DN 50 | SA312 TP304L
10HDW20BR014MR | Sealing air line 1 to Sootblower 1 | 10HDW20BR014 | PRODUCTION |  |  | DN 50 | SA312 TP304L
20HDW20BR014MR | Sealing air line 1 to Sootblower 1 | 20HDW20BR014 | PRODUCTION |  |  | DN 50 | SA312 TP304L
10HDW20BR020MR | T-piece to Sealing air line 2 | 10HDW20BR020 | PRODUCTION |  |  | DN 100 | SA312 TP304L
20HDW20BR020MR | T-piece to Sealing air line 2 | 20HDW20BR020 | PRODUCTION |  |  | DN 100 | SA312 TP304L
10HDW20BR021MR | Sealing air line 2 to Sootblower 11 | 10HDW20BR021 | PRODUCTION |  |  | DN 50 | SA312 TP304L
20HDW20BR021MR | Sealing air line 2 to Sootblower 11 | 20HDW20BR021 | PRODUCTION |  |  | DN 50 | SA312 TP304L
10HDW20BR022MR | Sealing air line 2 to Sootblower 7 | 10HDW20BR022 | PRODUCTION |  |  | DN 50 | SA312 TP304L
20HDW20BR022MR | Sealing air line 2 to Sootblower 7 | 20HDW20BR022 | PRODUCTION |  |  | DN 50 | SA312 TP304L
10HDW20BR023MR | Sealing air line 2 to Sootblower 3 | 10HDW20BR023 | PRODUCTION |  |  | DN 50 | SA312 TP304L
20HDW20BR023MR | Sealing air line 2 to Sootblower 3 | 20HDW20BR023 | PRODUCTION |  |  | DN 50 | SA312 TP304L
10HDW30BR020MR | T-piece to Sealing air line 6 | 10HDW30BR020 | PRODUCTION |  |  | DN 150 | SA312 TP304L
20HDW30BR020MR | T-piece to Sealing air line 6 | 20HDW30BR020 | PRODUCTION |  |  | DN 150 | SA312 TP304L
10HDW30BR021MR | Sealing air line 5 to Sootblower 33 | 10HDW30BR021 | PRODUCTION |  |  | DN 50 | SA312 TP304L
20HDW30BR021MR | Sealing air line 5 to Sootblower 33 | 20HDW30BR021 | PRODUCTION |  |  | DN 50 | SA312 TP304L
10HDW30BR022MR | Sealing air line 6 to Sootblower 34 | 10HDW30BR022 | PRODUCTION |  |  | DN 50 | SA312 TP304L
20HDW30BR022MR | Sealing air line 6 to Sootblower 34 | 20HDW30BR022 | PRODUCTION |  |  | DN 50 | SA312 TP304L
10HDW30BR023MR | Sealing air line 6 to Sootblower 32 | 10HDW30BR023 | PRODUCTION |  |  | DN 50 | SA312 TP304L
20HDW30BR023MR | Sealing air line 6 to Sootblower 32 | 20HDW30BR023 | PRODUCTION |  |  | DN 50 | SA312 TP304L
10HDW30BR024MR | Sealing air line 6 to Sootblower 30 | 10HDW30BR024 | PRODUCTION |  |  | DN 50 | SA312 TP304L
20HDW30BR024MR | Sealing air line 6 to Sootblower 30 | 20HDW30BR024 | PRODUCTION |  |  | DN 50 | SA312 TP304L
10HDW30BR025MR | Sealing air line 6 to Sootblower 28 | 10HDW30BR025 | PRODUCTION |  |  | DN 50 | SA312 TP304L
20HDW30BR025MR | Sealing air line 6 to Sootblower 28 | 20HDW30BR025 | PRODUCTION |  |  | DN 50 | SA312 TP304L
10HDW30BR026MR | Sealing air line 6 to Sootblower 26 | 10HDW30BR026 | PRODUCTION |  |  | DN 50 | SA312 TP304L
20HDW30BR026MR | Sealing air line 6 to Sootblower 26 | 20HDW30BR026 | PRODUCTION |  |  | DN 50 | SA312 TP304L
10HDW30BR027MR | Sealing air line 6 to Sootblower 24 | 10HDW30BR027 | PRODUCTION |  |  | DN 50 | SA312 TP304L
20HDW30BR027MR | Sealing air line 6 to Sootblower 24 | 20HDW30BR027 | PRODUCTION |  |  | DN 50 | SA312 TP304L
10HDW30BR028MR | Sealing air line 6 to Sootblower 22 | 10HDW30BR028 | PRODUCTION |  |  | DN 50 | SA312 TP304L
20HDW30BR028MR | Sealing air line 6 to Sootblower 22 | 20HDW30BR028 | PRODUCTION |  |  | DN 50 | SA312 TP304L
10HDW40BR010MR | Overfire air system to Purging air to rotary feeders | 10HDW40BR010 | PRODUCTION |  |  | DN 100 | SA312 TP304L
20HDW40BR010MR | Overfire air system to Purging air to rotary feeders | 20HDW40BR010 | PRODUCTION |  |  | DN 100 | SA312 TP304L
10HDW40BR020MR | Purging air to Rotary feeder 2 | 10HDW40BR020 | PRODUCTION |  |  | DN 100 | SA312 TP304L
20HDW40BR020MR | Purging air to Rotary feeder 2 | 20HDW40BR020 | PRODUCTION |  |  | DN 100 | SA312 TP304L
10HDW40BR030MR | Purging air to Rotary feeder 1 | 10HDW40BR030 | PRODUCTION |  |  | DN 100 | SA312 TP304L
20HDW40BR030MR | Purging air to Rotary feeder 1 | 20HDW40BR030 | PRODUCTION |  |  | DN 100 | SA312 TP304L
10HDW40BR040MR | Purging air to Rotary feeder 3 | 10HDW40BR040 | PRODUCTION |  |  | DN 80 | SA312 TP304L
20HDW40BR040MR | Purging air to Rotary feeder 3 | 20HDW40BR040 | PRODUCTION |  |  | DN 80 | SA312 TP304L
10HDW40BR050MR | Purging air to Rotary feeder 4 | 10HDW40BR050 | PRODUCTION |  |  | DN 50 | SA312 TP304L
20HDW40BR050MR | Purging air to Rotary feeder 4 | 20HDW40BR050 | PRODUCTION |  |  | DN 50 | SA312 TP304L
10HDW41BR010MR | Purging air to Rotary feeder 2 | 10HDW41BR010 | PRODUCTION |  |  | DN 50 | SA312 TP304L
20HDW41BR010MR | Purging air to Rotary feeder 2 | 20HDW41BR010 | PRODUCTION |  |  | DN 50 | SA312 TP304L
10HDW42BR010MR | Purging air to Rotary feeder 2 | 10HDW42BR010 | PRODUCTION |  |  | DN 50 | SA312 TP304L
20HDW42BR010MR | Purging air to Rotary feeder 2 | 20HDW42BR010 | PRODUCTION |  |  | DN 50 | SA312 TP304L
10HDW43BR010MR | Purging air to Rotary feeder 4 | 10HDW43BR010 | PRODUCTION |  |  | DN 50 | SA312 TP304L
20HDW43BR010MR | Purging air to Rotary feeder 4 | 20HDW43BR010 | PRODUCTION |  |  | DN 50 | SA312 TP304L
10HDW44BR010MR | Purging air to Rotary feeder 3 | 10HDW44BR010 | PRODUCTION |  |  | DN 50 | SA312 TP304L
20HDW44BR010MR | Purging air to Rotary feeder 3 | 20HDW44BR010 | PRODUCTION |  |  | DN 50 | SA312 TP304L
20HFA10BP001MR | Orifice | 20HFA10BP001 | PRODUCTION
10HFA10CF101-F01 | Flow Switch | 10HFA10CF101 | PRODUCTION
20HFA10CF101-F01 | Flow Switch | 20HFA10CF101 | PRODUCTION
10HFA10CH101-A01 | Local control panel | 10HFA10CH101 | PRODUCTION
20HFA10CH101-A01 | Fuel unloading screw reclaimer 1, Local Control - Reclaimer | 20HFA10CH101 | PRODUCTION
10HFA10CH102-S01 | Emergency push button | 10HFA10CH102 | PRODUCTION
20HFA10CH102-S01 | Fuel unloading screw reclaimer 1, emergency stop button | 20HFA10CH102 | PRODUCTION
10HFA10CH103-A01 | Local control box | 10HFA10CH103 | PRODUCTION
20HFA10CH103-A01 | Boiler silo 1 spreader, Local Control | 20HFA10CH103 | PRODUCTION
10HFA10CS101-F01 | Speed Switch | 10HFA10CS101 | PRODUCTION
20HFA10CS101-F01 | Speed Switch | 20HFA10CS101 | PRODUCTION
10HFA10CS102-F01 | Speed Switch | 10HFA10CS102 | PRODUCTION
20HFA10CS102-F01 | Speed Switch | 20HFA10CS102 | PRODUCTION
10HFA10CT101-F01 | Thermistor Switch | 10HFA10CT101 | PRODUCTION
20HFA10CT101-F01 | Thermistor Switch | 20HFA10CT101 | PRODUCTION
10HFA10CT102-F01 | Thermistor Switch | 10HFA10CT102 | PRODUCTION
20HFA10CT102-F01 | Thermistor Switch | 20HFA10CT102 | PRODUCTION
10HFA10GH001-A01 | Slip ring junction box 1 line 1 | 10HFA10GH001 | PRODUCTION
20HFA10GH001-A01 | Slip ring junction box 1 line 1 | 20HFA10GH001 | PRODUCTION
10HFA20BP001MR | Orifice | 10HFA20BP001 | PRODUCTION
20HFA20BP001MR | Orifice | 20HFA20BP001 | PRODUCTION
10HFA20CF101-F01 | Flow Switch | 10HFA20CF101 | PRODUCTION
20HFA20CF101-F01 | Flow Switch | 20HFA20CF101 | PRODUCTION
10HFA20CH101-A01 | Local control box | 10HFA20CH101 | PRODUCTION
20HFA20CH101-A01 | Boiler silo 2 spreader, Local Control | 20HFA20CH101 | PRODUCTION
10HFA20CH102-A01 | Local control panel | 10HFA20CH102 | PRODUCTION
20HFA20CH102-A01 | Fuel unloading screw reclaimer 2, Local Control - Reclaimer | 20HFA20CH102 | PRODUCTION
10HFA20CH103-S01 | Emergency push button | 10HFA20CH103 | PRODUCTION
20HFA20CH103-S01 | Fuel unloading screw reclaimer 2, emergency stop button | 20HFA20CH103 | PRODUCTION
10HFA20CS101-F01 | Speed Switch | 10HFA20CS101 | PRODUCTION
20HFA20CS101-F01 | Speed Switch | 20HFA20CS101 | PRODUCTION
10HFA20CS102-F01 | Speed Switch | 10HFA20CS102 | PRODUCTION
20HFA20CS102-F01 | Speed Switch | 20HFA20CS102 | PRODUCTION
10HFA20CT101-F01 | Thermistor Switch | 10HFA20CT101 | PRODUCTION
20HFA20CT101-F01 | Thermistor Switch | 20HFA20CT101 | PRODUCTION
10HFA20CT102-F01 | Thermistor Switch | 10HFA20CT102 | PRODUCTION
20HFA20CT102-F01 | Thermistor Switch | 20HFA20CT102 | PRODUCTION
10HFA20GH001-A01 | Slip ring junction box 1 line 2 | 10HFA20GH001 | PRODUCTION
20HFA20GH001-A01 | Slip ring junction box 1 line 2 | 20HFA20GH001 | PRODUCTION
20HFB10BP001MR | Orifice | 20HFB10BP001 | PRODUCTION |  |  | DN25 | S240 TP304L
20HFB10BP002MR | Orifice | 20HFB10BP002 | PRODUCTION |  |  | DN25 | S240 TP304L
10HFB10CH101-A01 | Local control box | 10HFB10CH101 | PRODUCTION
20HFB10CH101-A01 | Fuel transportation chain conveyor 1, Local Control | 20HFB10CH101 | PRODUCTION
10HFB10CS101-F01 | Speed Switch | 10HFB10CS101 | PRODUCTION
20HFB10CS101-F01 | Speed Switch | 20HFB10CS101 | PRODUCTION
10HFB11AA001KA | Damper | 10HFB11AA001 | PRODUCTION |  |  | VAF10-4-5-H | EN 1.0038
10HFB11BR020MR | Rotary feeder 1 to Furnace | 10HFB11BR020 | PRODUCTION
20HFB11BR020MR | Rotary feeder 1 to Furnace | 20HFB11BR020 | PRODUCTION
10HFB11CF001-U01 | Flow transmitter | 10HFB11CF001 | PRODUCTION
20HFB11CF001-U01 | Flow transmitter | 20HFB11CF001 | PRODUCTION
10HFB11CH101-A01 | Local control box | 10HFB11CH101 | PRODUCTION
20HFB11CH101-A01 | Fuel feeding screw 1, Local Control | 20HFB11CH101 | PRODUCTION
10HFB11CH102-A01 | Local control box | 10HFB11CH102 | PRODUCTION
20HFB11CH102-A01 | Rotary feeder 1, Local Control | 20HFB11CH102 | PRODUCTION
10HFB11CS101-F01 | Speed Switch | 10HFB11CS101 | PRODUCTION
20HFB11CS101-F01 | Speed Switch | 20HFB11CS101 | PRODUCTION
10HFB11CS103-F01 | Speed Switch | 10HFB11CS103 | PRODUCTION
20HFB11CS103-F01 | Speed Switch | 20HFB11CS103 | PRODUCTION
10HFB12AA001KA | Damper | 10HFB12AA001 | PRODUCTION |  |  | VAF10-4-5-H
10HFB12AF002-U01 | Rotary feeder 2 - Motor | 10HFB12AF002 | PRODUCTION
20HFB12AF002-U01 | Rotary feeder 2 - VFD | 20HFB12AF002 | PRODUCTION
10HFB12BR020MR | Rotary feeder 2 to Furnace | 10HFB12BR020 | PRODUCTION
20HFB12BR020MR | Rotary feeder 2 to Furnace | 20HFB12BR020 | PRODUCTION
10HFB12CF001-U01 | Flow transmitter | 10HFB12CF001 | PRODUCTION
20HFB12CF001-U01 | Flow transmitter | 20HFB12CF001 | PRODUCTION
10HFB12CH101-A01 | Local control box | 10HFB12CH101 | PRODUCTION
20HFB12CH101-A01 | Fuel feeding screw 2, Local Control | 20HFB12CH101 | PRODUCTION
10HFB12CH102-A01 | Local control box | 10HFB12CH102 | PRODUCTION
20HFB12CH102-A01 | Rotary feeder 2, Local Control | 20HFB12CH102 | PRODUCTION
10HFB12CS101-F01 | Speed Switch | 10HFB12CS101 | PRODUCTION
20HFB12CS101-F01 | Speed Switch | 20HFB12CS101 | PRODUCTION
10HFB12CS102-F01 | Speed Switch | 10HFB12CS102 | PRODUCTION
20HFB12CS102-F01 | Speed Switch | 20HFB12CS102 | PRODUCTION
20HFB20BP001MR | Orifice | 20HFB20BP001 | PRODUCTION |  |  | DN25 | SA240 TP304L
20HFB20BP002MR | Orifice | 20HFB20BP002 | PRODUCTION |  |  | DN25 | SA240 TP304L
10HFB20CH101-A01 | Local control box | 10HFB20CH101 | PRODUCTION
20HFB20CH101-A01 | Fuel transportation chain conveyor 2, Local Control | 20HFB20CH101 | PRODUCTION
10HFB20CS101-F01 | Speed Switch | 10HFB20CS101 | PRODUCTION
20HFB20CS101-F01 | Speed Switch | 20HFB20CS101 | PRODUCTION
10HFB21AA001KA | Damper | 10HFB21AA001 | PRODUCTION |  |  | VAF10-4-5-H
10HFB21AF002-U01 | Rotary feeder 3 - VFD | 10HFB21AF002 | PRODUCTION
10HFB21BR020MR | Rotary feeder 4 to Furnace | 10HFB21BR020 | PRODUCTION
20HFB21BR020MR | Rotary feeder 4 to Furnace | 20HFB21BR020 | PRODUCTION
10HFB21CF001-U01 | Flow transmitter | 10HFB21CF001 | PRODUCTION
20HFB21CF001-U01 | Flow transmitter | 20HFB21CF001 | PRODUCTION
10HFB21CH101-A01 | Local control box | 10HFB21CH101 | PRODUCTION
20HFB21CH101-A01 | Fuel feeding screw 3, Local Control | 20HFB21CH101 | PRODUCTION
10HFB21CH102-A01 | Local control box | 10HFB21CH102 | PRODUCTION
20HFB21CH102-A01 | Rotary feeder 3, Local Control | 20HFB21CH102 | PRODUCTION
10HFB21CS101-F01 | Speed Switch | 10HFB21CS101 | PRODUCTION
20HFB21CS101-F01 | Speed Switch | 20HFB21CS101 | PRODUCTION
10HFB21CS103-F01 | Speed Switch | 10HFB21CS103 | PRODUCTION
20HFB21CS103-F01 | Speed Switch | 20HFB21CS103 | PRODUCTION
10HFB22AA001KA | Damper | 10HFB22AA001 | PRODUCTION |  |  | VAF10-4-5-H
10HFB22AF002-U01 | Rotary feeder 4 - VFD | 10HFB22AF002 | PRODUCTION
10HFB22BR020MR | Rotary feeder 3 to Furnace | 10HFB22BR020 | PRODUCTION
20HFB22BR020MR | Rotary feeder 3 to Furnace | 20HFB22BR020 | PRODUCTION
10HFB22CF001-U01 | Flow transmitter | 10HFB22CF001 | PRODUCTION
20HFB22CF001-U01 | Flow transmitter | 20HFB22CF001 | PRODUCTION
10HFB22CH101-A01 | Local control box | 10HFB22CH101 | PRODUCTION
20HFB22CH101-A01 | Fuel feeding screw 4, Local Control | 20HFB22CH101 | PRODUCTION
10HFB22CH102-A01 | Local control box | 10HFB22CH102 | PRODUCTION
20HFB22CH102-A01 | Rotary feeder 4, Local Control | 20HFB22CH102 | PRODUCTION
10HFB22CS101-F01 | Speed Switch | 10HFB22CS101 | PRODUCTION
20HFB22CS101-F01 | Speed Switch | 20HFB22CS101 | PRODUCTION
10HFB22CS102-F01 | Speed Switch | 10HFB22CS102 | PRODUCTION
20HFB22CS102-F01 | Speed Switch | 20HFB22CS102 | PRODUCTION
10HFE10BR010MR | Primary air to Fuel feeding | 10HFE10BR010 | PRODUCTION |  |  | DN 500 | carbon steel
20HFE10BR010MR | Primary air to Fuel feeding | 20HFE10BR010 | PRODUCTION |  |  | DN 500 | carbon steel
10HFE10BR020MR | Primary air to Reducing | 10HFE10BR020 | PRODUCTION |  |  | DN 350 | carbon steel
20HFE10BR020MR | Primary air to Reducing | 20HFE10BR020 | PRODUCTION |  |  | DN 350 | carbon steel
00HFE10GH001-A01 | CCTV System | 00HFE10GH001 | PRODUCTION
10HFE11AX001QP | Sight glass | 10HFE11AX001 | PRODUCTION
10HFE11BR010MR | Primary air to Fuel feeding chute 1 | 10HFE11BR010 | PRODUCTION |  |  | DN 250 | carbon steel
20HFE11BR010MR | Primary air to Fuel feeding chute 1 | 20HFE11BR010 | PRODUCTION |  |  | DN 250 | carbon steel
10HFE11BR020MR | Primary air to Fuel feeding chute 2 | 10HFE11BR020 | PRODUCTION |  |  | DN 50 | carbon steel
20HFE11BR020MR | Primary air to Fuel feeding chute 2 | 20HFE11BR020 | PRODUCTION |  |  | DN 50 | carbon steel
10HFE11BR021MR | Primary air to Fuel feeding chute 1 | 10HFE11BR021 | PRODUCTION |  |  | DN 65 | carbon steel
20HFE11BR021MR | Primary air to Fuel feeding chute 1 | 20HFE11BR021 | PRODUCTION |  |  | DN 65 | carbon steel
10HFE11BR022MR | Primary air to Fuel feeding chute 2 | 10HFE11BR022 | PRODUCTION |  |  | DN 65 | carbon steel
20HFE11BR022MR | Primary air to Fuel feeding chute 2 | 20HFE11BR022 | PRODUCTION |  |  | DN 65 | carbon steel
10HFE11BR023MR | Primary air to Fuel feeding chute 2 | 10HFE11BR023 | PRODUCTION |  |  | DN 65 | carbon steel
20HFE11BR023MR | Primary air to Fuel feeding chute 2 | 20HFE11BR023 | PRODUCTION |  |  | DN 65 | carbon steel
10HFE11BR024MR | Primary air to Fuel feeding chute 2 | 10HFE11BR024 | PRODUCTION |  |  | DN 125 | carbon steel
20HFE11BR024MR | Primary air to Fuel feeding chute 2 | 20HFE11BR024 | PRODUCTION |  |  | DN 125 | carbon steel
10HFE11BR025MR | Primary air to Fuel feeding chute 2 | 10HFE11BR025 | PRODUCTION |  |  | DN 65 | carbon steel
20HFE11BR025MR | Primary air to Fuel feeding chute 2 | 20HFE11BR025 | PRODUCTION |  |  | DN 65 | carbon steel
10HFE11BR026MR | Primary air to Fuel feeding chute 2 | 10HFE11BR026 | PRODUCTION |  |  | DN 100 | carbon steel
20HFE11BR026MR | Primary air to Fuel feeding chute 2 | 20HFE11BR026 | PRODUCTION |  |  | DN 100 | carbon steel
10HFE12AX001QP | Sight glass | 10HFE12AX001 | PRODUCTION
10HFE12BR010MR | Primary air to Fuel feeding chute 2 | 10HFE12BR010 | PRODUCTION |  |  | DN 250 | carbon steel
20HFE12BR010MR | Primary air to Fuel feeding chute 2 | 20HFE12BR010 | PRODUCTION |  |  | DN 250 | carbon steel
10HFE12BR020MR | Primary air to Fuel feeding chute 1 | 10HFE12BR020 | PRODUCTION |  |  | DN 50 | carbon steel
20HFE12BR020MR | Primary air to Fuel feeding chute 1 | 20HFE12BR020 | PRODUCTION |  |  | DN 50 | carbon steel
10HFE12BR021MR | Primary air to Fuel feeding chute 1 | 10HFE12BR021 | PRODUCTION |  |  | DN 65 | carbon steel
20HFE12BR021MR | Primary air to Fuel feeding chute 1 | 20HFE12BR021 | PRODUCTION |  |  | DN 65 | carbon steel
10HFE12BR022MR | Primary air to Fuel feeding chute 1 | 10HFE12BR022 | PRODUCTION |  |  | DN 65 | carbon steel
20HFE12BR022MR | Primary air to Fuel feeding chute 1 | 20HFE12BR022 | PRODUCTION |  |  | DN 65 | carbon steel
10HFE12BR023MR | Primary air to Fuel feeding chute 1 | 10HFE12BR023 | PRODUCTION |  |  | DN 65 | carbon steel
20HFE12BR023MR | Primary air to Fuel feeding chute 1 | 20HFE12BR023 | PRODUCTION |  |  | DN 65 | carbon steel
10HFE12BR024MR | Primary air to Fuel feeding chute 1 | 10HFE12BR024 | PRODUCTION |  |  | DN 125 | carbon steel
20HFE12BR024MR | Primary air to Fuel feeding chute 1 | 20HFE12BR024 | PRODUCTION |  |  | DN 125 | carbon steel
10HFE12BR025MR | Primary air to Fuel feeding chute 1 | 10HFE12BR025 | PRODUCTION |  |  | DN 65 | carbon steel
20HFE12BR025MR | Primary air to Fuel feeding chute 1 | 20HFE12BR025 | PRODUCTION |  |  | DN 65 | carbon steel
10HFE12BR026MR | Primary air to Fuel feeding chute 1 | 10HFE12BR026 | PRODUCTION |  |  | DN 100 | carbon steel
20HFE12BR026MR | Primary air to Fuel feeding chute 1 | 20HFE12BR026 | PRODUCTION |  |  | DN 100 | carbon steel
10HFE13AX001QP | Sight glass | 10HFE13AX001 | PRODUCTION
10HFE13BR010MR | Primary air to Fuel feeding chute 4 | 10HFE13BR010 | PRODUCTION |  |  | DN 250 | carbon steel
20HFE13BR010MR | Primary air to Fuel feeding chute 4 | 20HFE13BR010 | PRODUCTION |  |  | DN 250 | carbon steel
10HFE13BR020MR | Primary air to Fuel feeding chute 4 | 10HFE13BR020 | PRODUCTION |  |  | DN 100 | carbon steel
20HFE13BR020MR | Primary air to Fuel feeding chute 4 | 20HFE13BR020 | PRODUCTION |  |  | DN 100 | carbon steel
10HFE13BR021MR | Primary air to Fuel feeding chute 4 | 10HFE13BR021 | PRODUCTION |  |  | DN 65 | carbon steel
20HFE13BR021MR | Primary air to Fuel feeding chute 4 | 20HFE13BR021 | PRODUCTION |  |  | DN 65 | carbon steel
10HFE13BR022MR | Primary air to Fuel feeding chute 4 | 10HFE13BR022 | PRODUCTION |  |  | DN 65 | carbon steel
20HFE13BR022MR | Primary air to Fuel feeding chute 4 | 20HFE13BR022 | PRODUCTION |  |  | DN 65 | carbon steel
10HFE13BR023MR | Primary air to Fuel feeding chute 4 | 10HFE13BR023 | PRODUCTION |  |  | DN 65 | carbon steel
20HFE13BR023MR | Primary air to Fuel feeding chute 4 | 20HFE13BR023 | PRODUCTION |  |  | DN 65 | carbon steel
10HFE13BR024MR | Primary air to Fuel feeding chute 4 | 10HFE13BR024 | PRODUCTION |  |  | DN 125 | carbon steel
20HFE13BR024MR | Primary air to Fuel feeding chute 4 | 20HFE13BR024 | PRODUCTION |  |  | DN 125 | carbon steel
10HFE13BR025MR | Primary air to Fuel feeding chute 4 | 10HFE13BR025 | PRODUCTION |  |  | DN 65 | carbon steel
20HFE13BR025MR | Primary air to Fuel feeding chute 4 | 20HFE13BR025 | PRODUCTION |  |  | DN 65 | carbon steel
10HFE13BR026MR | Primary air to Fuel feeding chute 4 | 10HFE13BR026 | PRODUCTION |  |  | DN 100 | carbon steel
20HFE13BR026MR | Primary air to Fuel feeding chute 4 | 20HFE13BR026 | PRODUCTION |  |  | DN 100 | carbon steel
10HFE14AX001QP | Sight glass | 10HFE14AX001 | PRODUCTION
10HFE14BR010MR | Primary air to Fuel feeding chute 3 | 10HFE14BR010 | PRODUCTION |  |  | DN 250 | carbon steel
20HFE14BR010MR | Primary air to Fuel feeding chute 3 | 20HFE14BR010 | PRODUCTION |  |  | DN 250 | carbon steel
10HFE14BR020MR | Primary air to Fuel feeding chute 3 | 10HFE14BR020 | PRODUCTION |  |  | DN 100 | carbon steel
20HFE14BR020MR | Primary air to Fuel feeding chute 3 | 20HFE14BR020 | PRODUCTION |  |  | DN 100 | carbon steel
10HFE14BR021MR | Primary air to Fuel feeding chute 3 | 10HFE14BR021 | PRODUCTION |  |  | DN 65 | carbon steel
20HFE14BR021MR | Primary air to Fuel feeding chute 3 | 20HFE14BR021 | PRODUCTION |  |  | DN 65 | carbon steel
10HFE14BR022MR | Primary air to Fuel feeding chute 3 | 10HFE14BR022 | PRODUCTION |  |  | DN 65 | carbon steel
20HFE14BR022MR | Primary air to Fuel feeding chute 3 | 20HFE14BR022 | PRODUCTION |  |  | DN 65 | carbon steel
10HFE14BR023MR | Primary air to Fuel feeding chute 3 | 10HFE14BR023 | PRODUCTION |  |  | DN 65 | carbon steel
20HFE14BR023MR | Primary air to Fuel feeding chute 3 | 20HFE14BR023 | PRODUCTION |  |  | DN 65 | carbon steel
10HFE14BR024MR | Primary air to Fuel feeding chute 3 | 10HFE14BR024 | PRODUCTION |  |  | DN 125 | carbon steel
20HFE14BR024MR | Primary air to Fuel feeding chute 3 | 20HFE14BR024 | PRODUCTION |  |  | DN 125 | carbon steel
10HFE14BR025MR | Primary air to Fuel feeding chute 3 | 10HFE14BR025 | PRODUCTION |  |  | DN 65 | carbon steel
20HFE14BR025MR | Primary air to Fuel feeding chute 3 | 20HFE14BR025 | PRODUCTION |  |  | DN 65 | carbon steel
10HFE14BR026MR | Primary air to Fuel feeding chute 3 | 10HFE14BR026 | PRODUCTION
20HFE14BR026MR | Mill air system, carrier air system | 20HFE14BR026 | PRODUCTION
10HHK10BB002KD | Bed material receiving bin | 10HHK10BB002 | PRODUCTION
20HHK10BB002KD | Bed material receiving bin | 20HHK10BB002 | PRODUCTION
10HHK10CH101-A01 | Local control box | 10HHK10CH101 | PRODUCTION
20HHK10CH101-A01 | Bed material receiving bin screw, Local Control | 20HHK10CH101 | PRODUCTION
10HHK10CH102-A01 | Local control box | 10HHK10CH102 | PRODUCTION
20HHK10CH102-A01 | Bed material elevator, Local Control | 20HHK10CH102 | PRODUCTION
10HHK10CS101-F01 | Speed Switch | 10HHK10CS101 | PRODUCTION
20HHK10CS101-F01 | Speed Switch | 20HHK10CS101 | PRODUCTION
10HHK10CS102-F01 | Speed Switch | 10HHK10CS102 | PRODUCTION
20HHK10CS102-F01 | Speed Switch | 20HHK10CS102 | PRODUCTION
10HHK20AA001KA | Damper | 10HHK20AA001 | PRODUCTION
20HHK20AA001KA | Damper | 20HHK20AA001 | PRODUCTION
10HHK20BR010MR | Bed material silo to Bed material feeding screw | 10HHK20BR010 | PRODUCTION |  |  |  | SA312 TP316L
20HHK20BR010MR | Bed material silo to Bed material feeding screw | 20HHK20BR010 | PRODUCTION |  |  |  | SA312 TP316L
10HHK30BR010MR | Bed material feeding screw to Furnace | 10HHK30BR010 | PRODUCTION |  |  | DN 100 | SA312 TP316L
20HHK30BR010MR | Bed material feeding screw to Furnace | 20HHK30BR010 | PRODUCTION |  |  | DN 100 | SA312 TP316L
10HHK30CH101-A01 | Local control box | 10HHK30CH101 | PRODUCTION
20HHK30CH101-A01 | Bed material feeding screw, Local Control | 20HHK30CH101 | PRODUCTION
10HHK30CS101-F01 | Speed Switch | 10HHK30CS101 | PRODUCTION |  |  | XSAV11801
10HJA10EZ101-S01 | Local control switch | 10HJA10EZ101 | PRODUCTION
20HJA10EZ101-S01 | Local control switch | 20HJA10EZ101 | PRODUCTION
10HJA10EZ102-S01 | Local control switch | 10HJA10EZ102 | PRODUCTION
20HJA10EZ102-S01 | Local control switch | 20HJA10EZ102 | PRODUCTION
10HJA10EZ103-S01 | Local control switch | 10HJA10EZ103 | PRODUCTION
20HJA10EZ103-S01 | Local control switch | 20HJA10EZ103 | PRODUCTION
10HJA10EZ104-S01 | Local control switch | 10HJA10EZ104 | PRODUCTION
20HJA10EZ104-S01 | Local control switch | 20HJA10EZ104 | PRODUCTION
20HJA10GH001-A01 | Start-up burner 1 control cabinet | 20HJA10GH001 | PRODUCTION |  |  | Stainless steel Rittal 760x760x300
10HJA20EZ101-S01 | Local control switch | 10HJA20EZ101 | PRODUCTION
20HJA20EZ101-S01 | Local control switch | 20HJA20EZ101 | PRODUCTION
10HJA20EZ102-S01 | Local control switch | 10HJA20EZ102 | PRODUCTION
20HJA20EZ102-S01 | Local control switch | 20HJA20EZ102 | PRODUCTION
10HJA20EZ103-S01 | Local control switch | 10HJA20EZ103 | PRODUCTION
20HJA20EZ103-S01 | Local control switch | 20HJA20EZ103 | PRODUCTION
10HJA20EZ104-S01 | Local control switch | 10HJA20EZ104 | PRODUCTION
20HJA20EZ104-S01 | Local control switch | 20HJA20EZ104 | PRODUCTION
10HJA20GH001-A01 | Start-up burner 2 control cabinet | 10HJA20GH001 | PRODUCTION |  |  | Stainless steel Rittal 760x760x300
10HJF50BR010MR | Diesel oil forwarding pump discharge header to boiler-1 header | 10HJF50BR010 | PRODUCTION |  |  |  | A106Gr B.
20HJF50BR010MR | Diesel oil forwarding pump discharge header to boiler-2 header | 20HJF50BR010 | PRODUCTION |  |  |  | A106Gr B.
10HJF50CT501QP | Temperature Gauge | 10HJF50CT501 | PRODUCTION
20HJF50CT501QP | Temperature Gauge- Bi-metalic type | 20HJF50CT501 | PRODUCTION
10HJF51AA101KA | Oil temporary storage, pump and distribution system | 10HJF51AA101 | PRODUCTION
20HJF51AA101KA | Oil temporary storage, pump and distribution system | 20HJF51AA101 | PRODUCTION
10HJF51AA102KA | Oil temporary storage, pump and distribution system | 10HJF51AA102 | PRODUCTION
20HJF51AA102KA | Oil temporary storage, pump and distribution system | 20HJF51AA102 | PRODUCTION
10HJF51BR010MR | Diesel oil forwarding pump discharge header to boiler-1start-up burner-1 | 10HJF51BR010 | PRODUCTION |  |  |  | A106Gr B.
20HJF51BR010MR | Diesel oil forwarding pump discharge header to boiler-2 start-up burner-1 | 20HJF51BR010 | PRODUCTION |  |  |  | A106Gr B.
10HJF51BR020MR | Fuel oil to Burner | 10HJF51BR020 | PRODUCTION |  |  | DN 20 | SA 106B
20HJF51BR020MR | Fuel oil to Burner | 20HJF51BR020 | PRODUCTION |  |  | DN 20 | SA 106B
10HJF51BR030MR | Fuel oil to Burner | 10HJF51BR030 | PRODUCTION |  |  | DN 20 | SA 106B
20HJF51BR030MR | Fuel oil to Burner | 20HJF51BR030 | PRODUCTION |  |  | DN 20 | SA 106B
10HJF51BR040MR | Fuel oil to Burner | 10HJF51BR040 | PRODUCTION |  |  | DN 20 | SA 106B
20HJF51BR040MR | Fuel oil to Burner | 20HJF51BR040 | PRODUCTION |  |  | DN 20 | SA 106B
10HJF52AA101KA | Oil temporary storage, pump and distribution system | 10HJF52AA101 | PRODUCTION
20HJF52AA101KA | Oil temporary storage, pump and distribution system | 20HJF52AA101 | PRODUCTION
10HJF52BR010MR | Diesel oil forwarding pump discharge header to boiler-1start-up burner-2 | 10HJF52BR010 | PRODUCTION |  |  |  | A106Gr B.
20HJF52BR010MR | Diesel oil forwarding pump discharge header to boiler-2 start-up burner-2 | 20HJF52BR010 | PRODUCTION |  |  |  | A106Gr B.
10HJF52BR020MR | Fuel oil to Burner | 10HJF52BR020 | PRODUCTION |  |  | DN 20 | SA 106B
20HJF52BR020MR | Fuel oil to Burner | 20HJF52BR020 | PRODUCTION |  |  | DN 20 | SA 106B
10HJF52BR030MR | Fuel oil to Burner | 10HJF52BR030 | PRODUCTION |  |  | DN 20 | SA 106B
20HJF52BR030MR | Fuel oil to Burner | 20HJF52BR030 | PRODUCTION |  |  | DN 20 | SA 106B
10HJF52BR040MR | Fuel oil to Burner | 10HJF52BR040 | PRODUCTION |  |  | DN 20 | SA 106B
20HJF52BR040MR | Fuel oil to Burner | 20HJF52BR040 | PRODUCTION |  |  | DN 20 | SA 106B
10HJF55AA191KA | Valve | 10HJF55AA191 | PRODUCTION
20HJF55AA191KA | Valve | 20HJF55AA191 | PRODUCTION
10HJF55AA251KA | LFO return to tank pressure control valve | 10HJF55AA251 | PRODUCTION
20HJF55AA251KA | LFO return to tank pressure control valve - Valve opening | 20HJF55AA251 | PRODUCTION
00HJF55BR010MR | LONG RECIRCULATION COMMON HEADER to LONG RECIRCULATION COMMON HEADER TO FO TANK | 00HJF55BR010 | PRODUCTION |  |  | 800# | A106Gr B.
10HJF55BR010MR | Fuel oil return line from boiler -1 (long recirculation) to long recirculation common header | 10HJF55BR010 | PRODUCTION |  |  |  | A106Gr B.
20HJF55BR010MR | FUEL OIL RETURN LINE FROM BOILER -2 (LONG RECIRCULATION) to LONG RECIRCULATION COMMON HEADER | 20HJF55BR010 | PRODUCTION |  |  |  | A106Gr B.
10HJF55BR020MR | Fuel oil (Diesel) | 10HJF55BR020 | PRODUCTION
20HJF55BR020MR | Fuel oil (Diesel) | 20HJF55BR020 | PRODUCTION
10HJN11AA002KA | Valve | 10HJN11AA002 | PRODUCTION |  |  | 213.53.63.10 (CBM)
10HJN11AA101KA | Atomizer medium supply system (air) | 10HJN11AA101 | PRODUCTION
20HJN11AA101KA | Atomizer medium supply system (air) | 20HJN11AA101 | PRODUCTION
10HJN11BR010MR | Service Air to Burner | 10HJN11BR010 | PRODUCTION |  |  | DN 25 | SA312 TP304L
20HJN11BR010MR | Service Air to Burner | 20HJN11BR010 | PRODUCTION |  |  | DN 25 | SA312 TP304L
10HJN11BR020MR | Service Air to Burner | 10HJN11BR020 | PRODUCTION |  |  | DN 15 | SA312 TP304L
20HJN11BR020MR | Service Air to Burner | 20HJN11BR020 | PRODUCTION |  |  | DN 15 | SA312 TP304L
10HJN11BR030MR | Service Air to Burner | 10HJN11BR030 | PRODUCTION |  |  | DN 15 | SA312 TP304L
20HJN11BR030MR | Service Air to Burner | 20HJN11BR030 | PRODUCTION |  |  | DN 15 | SA312 TP304L
10HJN11BR040MR | Service Air to Burner | 10HJN11BR040 | PRODUCTION |  |  | DN 15 | SA312 TP304L
20HJN11BR040MR | Service Air to Burner | 20HJN11BR040 | PRODUCTION |  |  | DN 15 | SA312 TP304L
10HJN12AA101KA | Atomizer medium supply system (air) | 10HJN12AA101 | PRODUCTION
20HJN12AA101KA | Atomizer medium supply system (air) | 20HJN12AA101 | PRODUCTION
10HJN12BR010MR | Atomizing medium to Oil pipe | 10HJN12BR010 | PRODUCTION |  |  | DN 20 | SA312 TP304L
20HJN12BR010MR | Atomizing medium to Oil pipe | 20HJN12BR010 | PRODUCTION |  |  | DN 20 | SA312 TP304L
10HJN21AA002KA | Atomizer medium supply system (air), Ball valve | 10HJN21AA002 | PRODUCTION |  |  | 213.53.63.10 (CBM)
10HJN21AA101KA | Atomizer medium supply system (air) | 10HJN21AA101 | PRODUCTION
20HJN21AA101KA | Atomizer medium supply system (air) | 20HJN21AA101 | PRODUCTION
10HJN21BR010MR | Service Air to Burner | 10HJN21BR010 | PRODUCTION |  |  | DN 25 | SA312 TP304L
20HJN21BR010MR | Service Air to Burner | 20HJN21BR010 | PRODUCTION |  |  | DN 25 | SA312 TP304L
10HJN21BR020MR | Service Air to Burner | 10HJN21BR020 | PRODUCTION |  |  | DN 15 | SA312 TP304L
20HJN21BR020MR | Service Air to Burner | 20HJN21BR020 | PRODUCTION |  |  | DN 15 | SA312 TP304L
10HJN21BR030MR | Service Air to Burner | 10HJN21BR030 | PRODUCTION |  |  | DN 15 | SA312 TP304L
20HJN21BR030MR | Service Air to Burner | 20HJN21BR030 | PRODUCTION |  |  | DN 15 | SA312 TP304L
10HJN21BR040MR | Service Air to Burner | 10HJN21BR040 | PRODUCTION |  |  | DN 15 | SA312 TP304L
20HJN21BR040MR | Service Air to Burner | 20HJN21BR040 | PRODUCTION |  |  | DN 15 | SA312 TP304L
10HJN22AA101KA | Atomizer medium supply system (air) | 10HJN22AA101 | PRODUCTION
20HJN22AA101KA | Atomizer medium supply system (air) | 20HJN22AA101 | PRODUCTION
10HJN22BR010MR | Atomizing medium to Oil pipe | 10HJN22BR010 | PRODUCTION |  |  | DN 20 | SA312 TP304L
20HJN22BR010MR | Atomizing medium to Oil pipe | 20HJN22BR010 | PRODUCTION |  |  | DN 20 | SA312 TP304L
10HJQ11BR010MR | Instrument Air to STB 1 | 10HJQ11BR010 | PRODUCTION |  |  | DN 25 | SA312 TP304L
20HJQ11BR010MR | Instrument Air to STB 1 | 20HJQ11BR010 | PRODUCTION |  |  | DN 25 | SA312 TP304L
10HJQ11BR020MR | Instrument Air to Burner | 10HJQ11BR020 | PRODUCTION |  |  | DN 15 | SA312 TP304L
20HJQ11BR020MR | Instrument Air to Burner | 20HJQ11BR020 | PRODUCTION |  |  | DN 15 | SA312 TP304L
10HJQ11BR030MR | Instrument Air to Burner | 10HJQ11BR030 | PRODUCTION |  |  | DN 15 | SA312 TP304L
20HJQ11BR030MR | Instrument Air to Burner | 20HJQ11BR030 | PRODUCTION |  |  | DN 15 | SA312 TP304L
10HJQ11BR040MR | Instrument Air to Burner | 10HJQ11BR040 | PRODUCTION |  |  | DN 15
20HJQ11BR040MR | Instrument Air to Burner | 20HJQ11BR040 | PRODUCTION |  |  | DN 15
10HJQ12BR040MR | 3-way valve to Burner | 10HJQ12BR040 | PRODUCTION
20HJQ12BR040MR | 3-way valve to Burner | 20HJQ12BR040 | PRODUCTION
10HJQ21BR010MR | Instrument Air to STB 2 | 10HJQ21BR010 | PRODUCTION |  |  | DN 25 | SA312 TP304L
20HJQ21BR010MR | Instrument Air to STB 2 | 20HJQ21BR010 | PRODUCTION |  |  | DN 25 | SA312 TP304L
10HJQ21BR020MR | Instrument Air to Burner | 10HJQ21BR020 | PRODUCTION |  |  | DN 15 | SA312 TP304L
20HJQ21BR020MR | Instrument Air to Burner | 20HJQ21BR020 | PRODUCTION |  |  | DN 15 | SA312 TP304L
10HJQ21BR030MR | Instrument Air to Burner | 10HJQ21BR030 | PRODUCTION |  |  | DN 15 | SA312 TP304L
20HJQ21BR030MR | Instrument Air to Burner | 20HJQ21BR030 | PRODUCTION |  |  | DN 15 | SA312 TP304L
10HJQ21BR040MR | Instrument Air to Burner | 10HJQ21BR040 | PRODUCTION |  |  | DN 15
20HJQ21BR040MR | Instrument Air to Burner | 20HJQ21BR040 | PRODUCTION |  |  | DN 15
10HJQ21GF001QP | Instrument Air Manifold | 10HJQ21GF001 | PRODUCTION
20HJQ21GF001QP | Instrument Air Manifold | 20HJQ21GF001 | PRODUCTION
10HJQ21GF002QP | Instrument Air Manifold | 10HJQ21GF002 | PRODUCTION
20HJQ21GF002QP | Instrument Air Manifold | 20HJQ21GF002 | PRODUCTION
10HJQ22BR040MR | 3-way valve to Burner | 10HJQ22BR040 | PRODUCTION
20HJQ22BR040MR | 3-way valve to Burner | 20HJQ22BR040 | PRODUCTION
10HLA10BR010MR | Air intake to Primary air silencer | 10HLA10BR010 | PRODUCTION |  |  |  | carbon steel
20HLA10BR010MR | Air intake to Primary air silencer | 20HLA10BR010 | PRODUCTION |  |  |  | carbon steel
10HLA10BR011MR | Primary air silencer to Primary air fan | 10HLA10BR011 | PRODUCTION |  |  |  | carbon steel
20HLA10BR011MR | Primary air silencer to Primary air fan | 20HLA10BR011 | PRODUCTION |  |  |  | carbon steel
10HLA11BR010MR | Primary air fan to Primary air steam preheater | 10HLA11BR010 | PRODUCTION |  |  |  | carbon steel
20HLA11BR010MR | Primary air fan to Primary air steam preheater | 20HLA11BR010 | PRODUCTION |  |  |  | carbon steel
10HLA12BR010MR | Primary air steam preheater to Primary air flue gas preheaters | 10HLA12BR010 | PRODUCTION |  |  |  | carbon steel
20HLA12BR010MR | Primary air steam preheater to Primary air flue gas preheaters | 20HLA12BR010 | PRODUCTION |  |  |  | carbon steel
10HLA14BR010MR | Primary air flue gas preheater to Windbox | 10HLA14BR010 | PRODUCTION |  |  |  | carbon steel
20HLA14BR010MR | Primary air flue gas preheater to Windbox | 20HLA14BR010 | PRODUCTION |  |  |  | carbon steel
10HLA14BR020MR | Primary air flue gas preheater to Windbox | 10HLA14BR020 | PRODUCTION |  |  |  | carbon steel
20HLA14BR020MR | Primary air flue gas preheater to Windbox | 20HLA14BR020 | PRODUCTION |  |  |  | carbon steel
10HLA15BR010MR | Primary air to Windbox, left side | 10HLA15BR010 | PRODUCTION |  |  |  | carbon steel
20HLA15BR010MR | Primary air to Windbox, left side | 20HLA15BR010 | PRODUCTION |  |  |  | carbon steel
10HLA15BR020MR | Primary air to Windbox, right side | 10HLA15BR020 | PRODUCTION |  |  |  | carbon steel
20HLA15BR020MR | Primary air to Windbox, right side | 20HLA15BR020 | PRODUCTION |  |  |  | carbon steel
10HLA20BR010MR | Air intake to Overfire air silencer | 10HLA20BR010 | PRODUCTION |  |  |  | carbon steel
20HLA20BR010MR | Air intake to Overfire air silencer | 20HLA20BR010 | PRODUCTION |  |  |  | carbon steel
10HLA20BR011MR | Overfire air silencer to Overfire air fan | 10HLA20BR011 | PRODUCTION |  |  |  | carbon steel
20HLA20BR011MR | Overfire air silencer to Overfire air fan | 20HLA20BR011 | PRODUCTION |  |  |  | carbon steel
10HLA21BR010MR | Overfire air fan to Overfire air steam preheater | 10HLA21BR010 | PRODUCTION |  |  |  | carbon steel
20HLA21BR010MR | Overfire air fan to Overfire air steam preheater | 20HLA21BR010 | PRODUCTION |  |  |  | carbon steel
10HLA22BR010MR | Overfire air steam preheater to Overfire air flue gas preheaters | 10HLA22BR010 | PRODUCTION |  |  |  | carbon steel
20HLA22BR010MR | Overfire air steam preheater to Overfire air flue gas preheaters | 20HLA22BR010 | PRODUCTION |  |  |  | carbon steel
10HLA24BR010MR | Overfire air FGAH to T-piece | 10HLA24BR010 | PRODUCTION |  |  |  | carbon steel
20HLA24BR010MR | Overfire air FGAH to T-piece | 20HLA24BR010 | PRODUCTION |  |  |  | carbon steel
10HLA25BR010MR | Overfire air FGAH to Front / left wall | 10HLA25BR010 | PRODUCTION |  |  |  | carbon steel
20HLA25BR010MR | Overfire air FGAH to Front / left wall | 20HLA25BR010 | PRODUCTION |  |  |  | carbon steel
10HLA30BR010MR | Overfire air to Start-up burner 1 | 10HLA30BR010 | PRODUCTION |  |  |  | carbon steel
20HLA30BR010MR | Overfire air to Start-up burner 1 | 20HLA30BR010 | PRODUCTION |  |  |  | carbon steel
10HLA31BR010MR | Overfire air to Start-up burner 1 | 10HLA31BR010 | PRODUCTION |  |  |  | carbon steel
20HLA31BR010MR | Overfire air to Start-up burner 1 | 20HLA31BR010 | PRODUCTION |  |  |  | carbon steel
10HLA31BR020MR | STB 1 combustion air to Start-up burner 1 | 10HLA31BR020 | PRODUCTION |  |  |  | carbon steel
20HLA31BR020MR | STB 1 combustion air to Start-up burner 1 | 20HLA31BR020 | PRODUCTION |  |  |  | carbon steel
10HLA32BR010MR | Overfire air to Start-up burner 2 | 10HLA32BR010 | PRODUCTION |  |  |  | carbon steel
20HLA32BR010MR | Overfire air to Start-up burner 2 | 20HLA32BR010 | PRODUCTION |  |  |  | carbon steel
10HLA32BR020MR | STB 1 combustion air to Start-up burner 1 | 10HLA32BR020 | PRODUCTION |  |  |  | carbon steel
20HLA32BR020MR | STB 1 combustion air to Start-up burner 1 | 20HLA32BR020 | PRODUCTION |  |  |  | carbon steel
10HLA51BR010MR | Overfire air to Upper secondary air nozzles | 10HLA51BR010 | PRODUCTION |  |  |  | carbon steel
20HLA51BR010MR | Overfire air to Upper secondary air nozzles | 20HLA51BR010 | PRODUCTION |  |  |  | carbon steel
10HLA51BR011MR | Overfire air to Upper secondary air nozzles | 10HLA51BR011 | PRODUCTION |  |  |  | carbon steel
20HLA51BR011MR | Overfire air to Upper secondary air nozzles | 20HLA51BR011 | PRODUCTION |  |  |  | carbon steel
10HLA51BR012MR | Overfire air to Upper secondary air nozzles | 10HLA51BR012 | PRODUCTION |  |  |  | carbon steel
20HLA51BR012MR | Overfire air to Upper secondary air nozzles | 20HLA51BR012 | PRODUCTION |  |  |  | carbon steel
10HLA51BR021MR | Overfire air to Upper secondary air nozzles | 10HLA51BR021 | PRODUCTION
20HLA51BR021MR | Ducting system | 20HLA51BR021 | PRODUCTION
10HLA51BR022MR | Overfire air to Upper secondary air nozzles | 10HLA51BR022 | PRODUCTION
20HLA51BR022MR | Ducting system | 20HLA51BR022 | PRODUCTION
10HLA51BR023MR | Overfire air to Upper secondary air nozzles | 10HLA51BR023 | PRODUCTION
20HLA51BR023MR | Ducting system | 20HLA51BR023 | PRODUCTION
10HLA51BR024MR | Overfire air to Upper secondary air nozzles | 10HLA51BR024 | PRODUCTION
20HLA51BR024MR | Ducting system | 20HLA51BR024 | PRODUCTION
10HLA51BR041MR | Overfire air to Lower secondary air nozzles | 10HLA51BR041 | PRODUCTION |  |  | DN 250 | SA 106B
20HLA51BR041MR | Overfire air to Lower secondary air nozzles | 20HLA51BR041 | PRODUCTION |  |  | DN 250 | SA 106B
10HLA51BR043MR | Overfire air to Lower secondary air nozzles | 10HLA51BR043 | PRODUCTION |  |  | DN 250 | SA 106B
20HLA51BR043MR | Overfire air to Lower secondary air nozzles | 20HLA51BR043 | PRODUCTION |  |  | DN 250 | SA 106B
20HLA52AA251KA | Upper secondary air, right wall flow Control damper - Damper position | 20HLA52AA251 | PRODUCTION |  |  | Butterfly damper | S235JR
10HLA52BR010MR | Overfire air to Upper secondary air nozzles | 10HLA52BR010 | PRODUCTION |  |  |  | carbon steel
20HLA52BR010MR | Overfire air to Upper secondary air nozzles | 20HLA52BR010 | PRODUCTION |  |  |  | carbon steel
10HLA52BR011MR | Overfire air to Upper secondary air nozzles | 10HLA52BR011 | PRODUCTION |  |  |  | carbon steel
20HLA52BR011MR | Overfire air to Upper secondary air nozzles | 20HLA52BR011 | PRODUCTION |  |  |  | carbon steel
10HLA52BR012MR | Overfire air to Upper secondary air nozzles | 10HLA52BR012 | PRODUCTION |  |  |  | carbon steel
20HLA52BR012MR | Overfire air to Upper secondary air nozzles | 20HLA52BR012 | PRODUCTION |  |  |  | carbon steel
10HLA52BR021MR | Overfire air to Upper secondary air nozzles | 10HLA52BR021 | PRODUCTION
20HLA52BR021MR | Ducting system | 20HLA52BR021 | PRODUCTION
10HLA52BR022MR | Overfire air to Upper secondary air nozzles | 10HLA52BR022 | PRODUCTION
20HLA52BR022MR | Ducting system | 20HLA52BR022 | PRODUCTION
10HLA52BR023MR | Overfire air to Upper secondary air nozzles | 10HLA52BR023 | PRODUCTION
20HLA52BR023MR | Ducting system | 20HLA52BR023 | PRODUCTION
10HLA52BR024MR | Overfire air to Upper secondary air nozzles | 10HLA52BR024 | PRODUCTION
20HLA52BR024MR | Ducting system | 20HLA52BR024 | PRODUCTION
10HLA52BR042MR | Overfire air to Lower secondary air nozzles | 10HLA52BR042 | PRODUCTION |  |  | DN 250 | SA 106B
20HLA52BR042MR | Overfire air to Lower secondary air nozzles | 20HLA52BR042 | PRODUCTION |  |  | DN 250 | SA 106B
10HLA52BR044MR | Overfire air to Lower secondary air nozzles | 10HLA52BR044 | PRODUCTION |  |  | DN 250 | SA 106B
20HLA52BR044MR | Overfire air to Lower secondary air nozzles | 20HLA52BR044 | PRODUCTION |  |  | DN 250 | SA 106B
10HLA71BR010MR | Overfire air to Tertiary air nozzles | 10HLA71BR010 | PRODUCTION |  |  |  | carbon steel
20HLA71BR010MR | Overfire air to Tertiary air nozzles | 20HLA71BR010 | PRODUCTION |  |  |  | carbon steel
10HLA71BR011MR | Overfire air to Tertiary air nozzles | 10HLA71BR011 | PRODUCTION |  |  |  | carbon steel
20HLA71BR011MR | Overfire air to Tertiary air nozzles | 20HLA71BR011 | PRODUCTION |  |  |  | carbon steel
10HLA71BR012MR | Overfire air to Tertiary air nozzles | 10HLA71BR012 | PRODUCTION |  |  |  | carbon steel
20HLA71BR012MR | Overfire air to Tertiary air nozzles | 20HLA71BR012 | PRODUCTION |  |  |  | carbon steel
10HLA71BR021MR | Overfire air to Tertiary air nozzles | 10HLA71BR021 | PRODUCTION |  |  |  | carbon steel
20HLA71BR021MR | Overfire air to Tertiary air nozzles | 20HLA71BR021 | PRODUCTION |  |  |  | carbon steel
10HLA71BR022MR | Overfire air to Tertiary air nozzles | 10HLA71BR022 | PRODUCTION |  |  |  | carbon steel
20HLA71BR022MR | Overfire air to Tertiary air nozzles | 20HLA71BR022 | PRODUCTION |  |  |  | carbon steel
10HLA71BR023MR | Overfire air to Tertiary air nozzles | 10HLA71BR023 | PRODUCTION |  |  |  | carbon steel
20HLA71BR023MR | Overfire air to Tertiary air nozzles | 20HLA71BR023 | PRODUCTION |  |  |  | carbon steel
10HLA71BR024MR | Overfire air to Tertiary air nozzles | 10HLA71BR024 | PRODUCTION
20HLA71BR024MR | Ducting system | 20HLA71BR024 | PRODUCTION
10HLA72BR010MR | Overfire air to Tertiary air nozzles | 10HLA72BR010 | PRODUCTION |  |  |  | carbon steel
20HLA72BR010MR | Overfire air to Tertiary air nozzles | 20HLA72BR010 | PRODUCTION |  |  |  | carbon steel
10HLA72BR011MR | Overfire air to Tertiary air nozzles | 10HLA72BR011 | PRODUCTION |  |  |  | carbon steel
20HLA72BR011MR | Overfire air to Tertiary air nozzles | 20HLA72BR011 | PRODUCTION |  |  |  | carbon steel
10HLA72BR012MR | Overfire air to Tertiary air nozzles | 10HLA72BR012 | PRODUCTION |  |  |  | carbon steel
20HLA72BR012MR | Overfire air to Tertiary air nozzles | 20HLA72BR012 | PRODUCTION |  |  |  | carbon steel
10HLA72BR021MR | Overfire air to Tertiary air nozzles | 10HLA72BR021 | PRODUCTION
20HLA72BR021MR | Overfire air to Tertiary air nozzles | 20HLA72BR021 | PRODUCTION
10HLA72BR022MR | Overfire air to Tertiary air nozzles | 10HLA72BR022 | PRODUCTION
20HLA72BR022MR | Overfire air to Tertiary air nozzles | 20HLA72BR022 | PRODUCTION
10HLA72BR023MR | Overfire air to Tertiary air nozzles | 10HLA72BR023 | PRODUCTION
20HLA72BR023MR | Overfire air to Tertiary air nozzles | 20HLA72BR023 | PRODUCTION
10HLA72BR024MR | Overfire air to Tertiary air nozzles | 10HLA72BR024 | PRODUCTION
20HLA72BR024MR | Overfire air to Tertiary air nozzles | 20HLA72BR024 | PRODUCTION
10HLB10BR010MR | Primary air fan to Drain | 10HLB10BR010 | PRODUCTION |  |  | DN 25 | SA 106B
20HLB10BR010MR | Primary air fan to Drain | 20HLB10BR010 | PRODUCTION |  |  | DN 25 | SA 106B
10HLB10CT101-F01 | Motor Thermistor | 10HLB10CT101 | PRODUCTION
20HLB10CT101QB | Motor Thermistor | 20HLB10CT101 | PRODUCTION
10HLB10GA001-J01 | Junction box for Primary air Fan bearing temperature measurements | 10HLB10GA001 | PRODUCTION
20HLB10GA001-J01 | Junction box for Primary air Fan bearing temperature measurements | 20HLB10GA001 | PRODUCTION
10HLB10GA002-J01 | Junction box for Primary air Fan motor temperature measurements | 10HLB10GA002 | PRODUCTION
20HLB10GA002-J01 | Junction box for Primary air Fan motor temperature measurements | 20HLB10GA002 | PRODUCTION
10HLB10GA003-J01 | Junction box for Primary air Fan and Motor bearing vibration measurements | 10HLB10GA003 | PRODUCTION
20HLB10GA003-J01 | Junction box for Primary air Fan and Motor bearing vibration measurements | 20HLB10GA003 | PRODUCTION
10HLB10GA004-J01 | Junction box for Primary air Fan and Motor temperature vibration measurements | 10HLB10GA004 | PRODUCTION
20HLB10GA004-J01 | Junction box for Primary air Fan and Motor temperature vibration measurements | 20HLB10GA004 | PRODUCTION
10HLB20BR010MR | Overfire air fan to Drain | 10HLB20BR010 | PRODUCTION |  |  | DN 25 | SA 106B
20HLB20BR010MR | Overfire air fan to Drain | 20HLB20BR010 | PRODUCTION |  |  | DN 25 | SA 106B
10HLB20CT101-F01 | Motor Thermistor | 10HLB20CT101 | PRODUCTION
20HLB20CT101QB | Motor Thermistor | 20HLB20CT101 | PRODUCTION
10HLB20GA001-J01 | Junction box for Overfire air Fan bearing temperature measurements | 10HLB20GA001 | PRODUCTION
20HLB20GA001-J01 | Junction box for Overfire air Fan bearing temperature measurements | 20HLB20GA001 | PRODUCTION
10HLB20GA002-J01 | Junction box for Overfire air Fan motor temperature measurements | 10HLB20GA002 | PRODUCTION
20HLB20GA002-J01 | Junction box for Overfire air Fan motor temperature measurements | 20HLB20GA002 | PRODUCTION
10HLB20GA003-J01 | Junction box for Overfire air Fan and Motor bearing vibration measurements | 10HLB20GA003 | PRODUCTION
20HLB20GA003-J01 | Junction box for Overfire air Fan and Motor bearing vibration measurements | 20HLB20GA003 | PRODUCTION
10HLB20GA004-J01 | Junction box for Overfire air | 10HLB20GA004 | PRODUCTION
20HLB20GA004-J01 | Junction box for Overfire air | 20HLB20GA004 | PRODUCTION
10HNA40AA201KA | Flue gas outlet, control damper | 10HNA40AA201 | PRODUCTION
20HNA40AA201KA | Flue gas outlet, control damper | 20HNA40AA201 | PRODUCTION
10HNA40BR010MR | Boiler to Reactor | 10HNA40BR010 | PRODUCTION |  |  |  | carbon steel
20HNA40BR010MR | Boiler to Reactor | 20HNA40BR010 | PRODUCTION |  |  |  | carbon steel
10HNA40CG101-F01 | Limit Switch | 10HNA40CG101 | PRODUCTION
20HNA40CG101-F01 | Limit Switch | 20HNA40CG101 | PRODUCTION
10HNA40CG102-F01 | Limit Switch | 10HNA40CG102 | PRODUCTION
20HNA40CG102-F01 | Limit Switch | 20HNA40CG102 | PRODUCTION
10HNA40CG103-F01 | Limit Switch | 10HNA40CG103 | PRODUCTION
20HNA40CG103-F01 | Limit Switch | 20HNA40CG103 | PRODUCTION
10HNA50BR010MR | Bag filter to Flue gas fan | 10HNA50BR010 | PRODUCTION |  |  |  | carbon steel
20HNA50BR010MR | Bag filter to Flue gas fan | 20HNA50BR010 | PRODUCTION |  |  |  | carbon steel
10HNA50GH001-A01 | SICK junction box | 10HNA50GH001 | PRODUCTION
20HNA50GH001-A01 | SICK junction box | 20HNA50GH001 | PRODUCTION
10HNA60BR010MR | Flue gas fan to Flue gas to chimney (SP) | 10HNA60BR010 | PRODUCTION |  |  |  | carbon steel
20HNA60BR010MR | Flue gas fan to Flue gas to chimney (SP) | 20HNA60BR010 | PRODUCTION |  |  |  | carbon steel
10HNA60CQ401QP | CEMS flue gas, quality measurement | 10HNA60CQ401 | PRODUCTION
20HNA60CQ401QP | CEMS flue gas, quality measurement | 20HNA60CQ401 | PRODUCTION
10HNA60CQ402QP | CEMS flue gas, quality measurement | 10HNA60CQ402 | PRODUCTION
20HNA60CQ402QP | CEMS flue gas, quality measurement | 20HNA60CQ402 | PRODUCTION
10HNA60CQ403QP | CEMS flue gas, quality measurement | 10HNA60CQ403 | PRODUCTION
20HNA60CQ403QP | CEMS flue gas, quality measurement | 20HNA60CQ403 | PRODUCTION
10HNA60CQ404QP | CEMS flue gas, quality measurement | 10HNA60CQ404 | PRODUCTION
20HNA60CQ404QP | CEMS flue gas, quality measurement | 20HNA60CQ404 | PRODUCTION
10HNC01AN001KN | Cooling tower fan-4 | 10HNC01AN001 | PRODUCTION
10HNC01AN001-M01 | Cooling tower fan-4, motor | 10HNC01AN001 | PRODUCTION
20HNC01AN001KN | Cooling tower fan-4 | 20HNC01AN001 | PRODUCTION |  |  | RM-73(WB)-2
00SGA03AA008KZ | Internal hydrant, hose box | 00SGA03AA008 | PRODUCTION
00SGA03AA009KA | Internal hydrant, globe valve, DN80 | 00SGA03AA009 | PRODUCTION
00SGA03AA009KZ | Internal hydrant, hose box | 00SGA03AA009 | PRODUCTION
00SGA03AA010KA | Internal hydrant, globe valve, DN80 | 00SGA03AA010 | PRODUCTION
00SGA03AA010KZ | Internal hydrant, hose box | 00SGA03AA010 | PRODUCTION
10HNC10BR010MR | Flue gas fan to Drain | 10HNC10BR010 | PRODUCTION |  |  | DN 25 | SA 106B
20HNC10BR010MR | Flue gas fan to Drain | 20HNC10BR010 | PRODUCTION |  |  | DN 25 | SA 106B
10HNC10CT101-F01 | Motor Thermistor | 10HNC10CT101 | PRODUCTION
20HNC10CT101QB | Motor Thermistor | 20HNC10CT101 | PRODUCTION
10HNC10GA001-J01 | Junction box for Flue gas Fan bearing temperature measurements | 10HNC10GA001 | PRODUCTION
20HNC10GA001-J01 | Junction box for Flue gas Fan bearing temperature measurements | 20HNC10GA001 | PRODUCTION
10HNC10GA002-J01 | Junction box for Flue gas Fan motor temperature measurements | 10HNC10GA002 | PRODUCTION
20HNC10GA002-J01 | Junction box for Flue gas Fan motor temperature measurements | 20HNC10GA002 | PRODUCTION
10HNC10GA003-J01 | Junction box for Flue gas Fan and Motor bearing vibration measurements | 10HNC10GA003 | PRODUCTION
20HNC10GA003-J01 | Junction box for Flue gas Fan and Motor bearing vibration measurements | 20HNC10GA003 | PRODUCTION
10HNC10GA004-J01 | Junction box for Flue gas Fan and Motor temperature vibration measurements | 10HNC10GA004 | PRODUCTION
20HNC10GA004-J01 | Junction box for Flue gas Fan and Motor temperature vibration measurements | 20HNC10GA004 | PRODUCTION
10HNC20AN001KN | Flue gas fan | 10HNC20AN001 | PRODUCTION
20HNC20AN001KN | Flue gas fan | 20HNC20AN001 | PRODUCTION
20HNF10AA051KA | Pneumatic on/off damper | 20HNF10AA051 | PRODUCTION
10HNF10AA101KA | On/Off Damper | 10HNF10AA101 | PRODUCTION
20HNF10AA101KA | On/Off Damper | 20HNF10AA101 | PRODUCTION
10HNF10AA701KA | Valve | 10HNF10AA701 | PRODUCTION
20HNF10AA701KA | Valve | 20HNF10AA701 | PRODUCTION
10HNF10AH001KC | Re-circulation gas fan stand-by heater | 10HNF10AH001 | PRODUCTION
20HNF10AH001KC | Re-circulation gas fan stand-by heater | 20HNF10AH001 | PRODUCTION
10HNF10AN001KN | Recirculation gas fan motor frequency (speed) | 10HNF10AN001 | PRODUCTION
20HNF10AN001KN | Recirculation gas fan motor frequency (speed) | 20HNF10AN001 | PRODUCTION
10HNF10BR010MR | Flue gas to Recirculation gas fan | 10HNF10BR010 | PRODUCTION |  |  |  | carbon steel
20HNF10BR010MR | Flue gas to Recirculation gas fan | 20HNF10BR010 | PRODUCTION |  |  |  | carbon steel
10HNF10GA003-J01 | Junction box for flue gas | 10HNF10GA003 | PRODUCTION
20HNF10GA003-J01 | Junction box for flue gas | 20HNF10GA003 | PRODUCTION
10HNF10GA004-J01 | Junction box for flue gas | 10HNF10GA004 | PRODUCTION
20HNF10GA004-J01 | Junction box for flue gas | 20HNF10GA004 | PRODUCTION
10HNF11BR010MR | Flue gas to Flue gas to Flue gas cleaning | 10HNF11BR010 | PRODUCTION |  |  |  | carbon steel
20HNF11BR010MR | Flue gas to Flue gas to Flue gas cleaning | 20HNF11BR010 | PRODUCTION |  |  |  | carbon steel
20HNF20AA201KA | Recirculation gas fan inlet damper open position | 20HNF20AA201 | PRODUCTION |  |  | Butterfly damper | S235JR
10HNF20BR010MR | Flue gas to Recirculation gas fan | 10HNF20BR010 | PRODUCTION |  |  |  | carbon steel
20HNF20BR010MR | Flue gas to Recirculation gas fan | 20HNF20BR010 | PRODUCTION |  |  |  | carbon steel
10HNF20BR020MR | Recirculation gas fan to Drain | 10HNF20BR020 | PRODUCTION |  |  | DN 25 | SA 106B
20HNF20BR020MR | Recirculation gas fan to Drain | 20HNF20BR020 | PRODUCTION |  |  | DN 25 | SA 106B
10HNF20CT101-F01 | Motor Thermistor | 10HNF20CT101 | PRODUCTION
20HNF20CT101QB | Motor Thermistor | 20HNF20CT101 | PRODUCTION
10HNF20GA001-J01 | Junction box for Recirculation gas Fan bearing temperature measurements | 10HNF20GA001 | PRODUCTION
20HNF20GA001-J01 | Junction box for Recirculation gas Fan bearing temperature measurements | 20HNF20GA001 | PRODUCTION
10HNF20GA002-J01 | Junction box for Recirculation gas Fan motor temperature measurements | 10HNF20GA002 | PRODUCTION
20HNF20GA002-J01 | Junction box for Recirculation gas Fan motor temperature measurements | 20HNF20GA002 | PRODUCTION
10HNF20GA003-J01 | Junction box for Recirculation gas Fan and Motor bearing vibration measurements | 10HNF20GA003 | PRODUCTION
20HNF20GA003-J01 | Junction box for Recirculation gas Fan and Motor bearing vibration measurements | 20HNF20GA003 | PRODUCTION
10HNF20GA004-J01 | Flue gas recirculation system, Junction box | 10HNF20GA004 | PRODUCTION
20HNF20GA004-J01 | Flue gas recirculation system, Junction box | 20HNF20GA004 | PRODUCTION
20HNF21AA251KA | Recirculation gas to Primary air windbox flow control - Damper pos.indication to Bag filter PLC | 20HNF21AA251 | PRODUCTION |  |  | Butterfly damper | S235JR
10HNF21BR010MR | Recirculation gas fan to Primary air | 10HNF21BR010 | PRODUCTION |  |  |  | carbon steel
20HNF21BR010MR | Recirculation gas fan to Primary air | 20HNF21BR010 | PRODUCTION |  |  |  | carbon steel
20HNF22AA001KA | Pneumatic control damper | 20HNF22AA001 | PRODUCTION
20HNF22AA251KA | Recirculation gas by-pass - Damper pos.indication to Bag filter PLC | 20HNF22AA251 | PRODUCTION |  |  | Butterfly damper | S235JR
10HNF22BR010MR | Recirculation gas duct to Flue gas to stack | 10HNF22BR010 | PRODUCTION |  |  | DN 400 | carbon steel
20HNF22BR010MR | Recirculation gas duct to Flue gas to stack | 20HNF22BR010 | PRODUCTION |  |  | DN 400 | carbon steel
10HNF22BR020MR | Recirculation gas duct to Flue gas to Flue gas cleaning | 10HNF22BR020 | PRODUCTION |  |  | DN 400 | carbon steel
20HNF22BR020MR | Recirculation gas duct to Flue gas to Flue gas cleaning | 20HNF22BR020 | PRODUCTION |  |  | DN 400 | carbon steel
10HTA10BR010MR | Flue gas cleaning, Reactor to Bag filter | 10HTA10BR010 | PRODUCTION |  |  |  | carbon steel
20HTA10BR010MR | Flue gas cleaning, Reactor to Bag filter | 20HTA10BR010 | PRODUCTION |  |  |  | carbon steel
10HTD10AA001KA | Flue gas Damper | 10HTD10AA001 | PRODUCTION
20HTD10AA001KA | Flue gas Damper | 20HTD10AA001 | PRODUCTION
10HTE10GA001-A01 | Filter cleaning control, control cubicle 'EFFIC' | 10HTE10GA001 | PRODUCTION
10HTE10GA001-J01 | Filter cleaning control, control cubicle 'EFFIC' | 10HTE10GA001 | PRODUCTION
20HTE10GA001-A01 | Filter cleaning control, control cubicle 'EFFIC' | 20HTE10GA001 | PRODUCTION
20HTE10GA001-J01 | Filter cleaning control, control cubicle 'EFFIC' | 20HTE10GA001 | PRODUCTION
10HTE10GA101-A01 | NID PLC Cabinet power supply 1 | 10HTE10GA101 | PRODUCTION
10HTE10GA101-J01 | NID PLC Cabinet power supply 1 | 10HTE10GA101 | PRODUCTION
20HTE10GA101-A01 | NID PLC Cabinet power supply 1 | 20HTE10GA101 | PRODUCTION
20HTE10GA101-J01 | NID PLC Cabinet power supply 1 | 20HTE10GA101 | PRODUCTION
10HTE10GA102-A01 | NID PLC Cabinet power supply 2 | 10HTE10GA102 | PRODUCTION
10HTE10GA102-J01 | NID PLC Cabinet power supply 2 | 10HTE10GA102 | PRODUCTION
20HTE10GA102-A01 | NID PLC Cabinet power supply 2 | 20HTE10GA102 | PRODUCTION
20HTE10GA102-J01 | NID PLC Cabinet power supply 2 | 20HTE10GA102 | PRODUCTION
10HTE10GH001-A01 | NID PLC01 control system | 10HTE10GH001 | PRODUCTION
20HTE10GH001-A01 | Bag filter PLC | 20HTE10GH001 | PRODUCTION
10HTF10BR010MR | Bag filter to Recycle rotary feeder | 10HTF10BR010 | PRODUCTION
20HTF10BR010MR | Bag filter to Recycle rotary feeder | 20HTF10BR010 | PRODUCTION
10HTF10BR020MR | Recycle rotary feeder to Mixer | 10HTF10BR020 | PRODUCTION
20HTF10BR020MR | Recycle rotary feeder to Mixer | 20HTF10BR020 | PRODUCTION
10HTF10BR030MR | Cooling fan to Intermittent | 10HTF10BR030 | PRODUCTION |  |  |  | carbon steel
20HTF10BR030MR | Cooling fan to Intermittent | 20HTF10BR030 | PRODUCTION |  |  |  | carbon steel
10HTF10BR040MR | Hose Coupling to Isolation valve | 10HTF10BR040 | PRODUCTION |  |  | DN 25 | SA312 TP304L
20HTF10BR040MR | Hose Coupling to Isolation valve | 20HTF10BR040 | PRODUCTION |  |  | DN 25 | SA312 TP304L
10HTF10CH101-A01 | Recycle rotary feeder, Local Control | 10HTF10CH101 | PRODUCTION
10HTF10CH101-S01 | Recycle rotary feeder, Local Control | 10HTF10CH101 | PRODUCTION
20HTF10CH101-A01 | Recycle rotary feeder, Local Control | 20HTF10CH101 | PRODUCTION
20HTF10CH101-S01 | Recycle rotary feeder, Local Control | 20HTF10CH101 | PRODUCTION
10HTF10CS101-F01 | Speed Switch | 10HTF10CS101 | PRODUCTION
20HTF10CS101-F01 | Speed Switch | 20HTF10CS101 | PRODUCTION
10HTF11CS101-F01 | Speed Switch | 10HTF11CS101 | PRODUCTION
20HTF11CS101-F01 | Speed Switch | 20HTF11CS101 | PRODUCTION
10HTJ10AA001KA | Damper | 10HTJ10AA001 | PRODUCTION
20HTJ10AA001KA | Damper | 20HTJ10AA001 | PRODUCTION
10HTJ10AA801KA | Big Bag valve | 10HTJ10AA801 | PRODUCTION
20HTJ10AA801KA | Valve | 20HTJ10AA801 | PRODUCTION
10HTJ10AT001-M01 | Big bag station electric vibrator | 10HTJ10AT001 | PRODUCTION
20HTJ10AT001-M01 | Big bag hopper vibrator | 20HTJ10AT001 | PRODUCTION
10HTJ10BR010MR | Reagent to Reagent feeder | 10HTJ10BR010 | PRODUCTION
20HTJ10BR010MR | Reagent to Reagent feeder | 20HTJ10BR010 | PRODUCTION
10HTJ11AA201KA | Big bag station Lime from reagent to reagent silo - Open | 10HTJ11AA201 | PRODUCTION
20HTJ11AA201KA | Big bag station Lime from reagent to reagent silo - Open | 20HTJ11AA201 | PRODUCTION
10HTJ11BR010MR | Reagent feeder to Reagent silo | 10HTJ11BR010 | PRODUCTION
20HTJ11BR010MR | Reagent feeder to Reagent silo | 20HTJ11BR010 | PRODUCTION
10HTJ11BR020MR | Reagent unloading pipe to Reagent | 10HTJ11BR020 | PRODUCTION
20HTJ11BR020MR | Reagent unloading pipe to Reagent | 20HTJ11BR020 | PRODUCTION
10HTJ11CH101-A01 | Big Bag station Lime feeder, Local Control | 10HTJ11CH101 | PRODUCTION
10HTJ11CH101-S01 | Big Bag station Lime feeder, Local Control | 10HTJ11CH101 | PRODUCTION
20HTJ11CH101-A01 | Big Bag station Lime feeder, Local Control | 20HTJ11CH101 | PRODUCTION
20HTJ11CH101-S01 | Big Bag station Lime feeder, Local Control | 20HTJ11CH101 | PRODUCTION
10HTJ20BR010MR | Reagent silo to Reagent feeder | 10HTJ20BR010 | PRODUCTION
20HTJ20BR010MR | Reagent silo to Reagent feeder | 20HTJ20BR010 | PRODUCTION
10HTJ20BR030MR | Reagent silo to Reagent silo, SV | 10HTJ20BR030 | PRODUCTION
20HTJ20BR030MR | Reagent silo to Reagent silo, SV | 20HTJ20BR030 | PRODUCTION
10HTJ20CP501QP | Pressure Gauge | 10HTJ20CP501 | PRODUCTION
20HTJ20CP501QP | Pressure Gauge | 20HTJ20CP501 | PRODUCTION
10HTJ20GA001-A01 | Exhaust air local control panel | 10HTJ20GA001 | PRODUCTION
20HTJ20GA001-A01 | Reagent Silo top Exhaust air filter local control panel - Spare | 20HTJ20GA001 | PRODUCTION
10HTJ21BR010MR | Reagent feeder to Reagent screw conveyor | 10HTJ21BR010 | PRODUCTION
20HTJ21BR010MR | Reagent feeder to Reagent screw conveyor | 20HTJ21BR010 | PRODUCTION
10HTJ21BR020MR | Reagent screw conveyor to Hydrator | 10HTJ21BR020 | PRODUCTION
20HTJ21BR020MR | Reagent screw conveyor to Hydrator | 20HTJ21BR020 | PRODUCTION
10HTK20CL101-F01 | Level switch | 10HTK20CL101 | PRODUCTION
10HTK20CL101QB | Level switch | 10HTK20CL101 | PRODUCTION
20HTK20CL101-F01 | Level switch | 20HTK20CL101 | PRODUCTION
20HTK20CL101QB | Level switch | 20HTK20CL101 | PRODUCTION
00HTM01BR001MR | Cooling tower de-sludge pump-1 to pre treatm ent plant sludge pit | 00HTM01BR001 | PRODUCTION |  |  |  | ASTM A53 GR.B
00HTM01BR002MR | Cooling tower de-sludge pump-2 to pre treatm ent plant sludge pit | 00HTM01BR002 | PRODUCTION |  |  |  | ASTM A53 GR.B
00HTM01BR003MR | Cooling tower sludge pit to sludge sump in pre treatment plant | 00HTM01BR003 | PRODUCTION |  |  |  | ASTM A 53 GR-B
20HTP10AA001KA | Slide valve | 20HTP10AA001 | PRODUCTION
10HTP10AA003KA | Reactor conveyor gate valve | 10HTP10AA003 | PRODUCTION
20HTP10AA003KA | Valve | 20HTP10AA003 | PRODUCTION
10HTP10CH101-A01 | Reactor conveyor, Local Control | 10HTP10CH101 | PRODUCTION
10HTP10BR010MR | Reactor conveyor to Rotary feeder Reactor | 10HTP10BR010 | PRODUCTION
20HTP10BR010MR | Reactor conveyor to Rotary feeder Reactor | 20HTP10BR010 | PRODUCTION
10HTP10CH101-S01 | Reactor conveyor, Local Control | 10HTP10CH101 | PRODUCTION
20HTP10CH101-A01 | Reactor conveyor, Local Control | 20HTP10CH101 | PRODUCTION
20HTP10CH101-S01 | Reactor conveyor, Local Control | 20HTP10CH101 | PRODUCTION
10HTP10CS101-F01 | Speed Switch | 10HTP10CS101 | PRODUCTION |  |  | XSAV11801
10HTP11BR010MR | Reactor rotary feeder to Container | 10HTP11BR010 | PRODUCTION
20HTP11BR010MR | Reactor rotary feeder to Container | 20HTP11BR010 | PRODUCTION
10HTP11CH101-A01 | Reactor rotary feeder, Local Control | 10HTP11CH101 | PRODUCTION
10HTP11CH101-S01 | Reactor rotary feeder, Local Control | 10HTP11CH101 | PRODUCTION
20HTP11CH101-A01 | Reactor rotary feeder, Local Control | 20HTP11CH101 | PRODUCTION
20HTP11CH101-S01 | Reactor rotary feeder, Local Control | 20HTP11CH101 | PRODUCTION
10HTP11CS101-F01 | Speed Switch | 10HTP11CS101 | PRODUCTION |  |  | XSAV11801
10HTP20BR010MR | Bag filter ash screw conveyor to Bag filter ash rotary feeder | 10HTP20BR010 | PRODUCTION
20HTP20BR010MR | Bag filter ash screw conveyor to Bag filter ash rotary feeder | 20HTP20BR010 | PRODUCTION
10HTP20BR020MR | Bag filter ash rotary feeder to Bag filter ash pneumatic conveyor | 10HTP20BR020 | PRODUCTION
20HTP20BR020MR | Bag filter ash rotary feeder to Bag filter ash pneumatic conveyor | 20HTP20BR020 | PRODUCTION
10HTP20BR030MR | Hose Coupling to Isolation valve | 10HTP20BR030 | PRODUCTION |  |  | DN 100 | SA312 TP304L
20HTP20BR030MR | Hose Coupling to Isolation valve | 20HTP20BR030 | PRODUCTION |  |  | DN 100 | SA312 TP304L
10HTP20BR040MR | Hose Coupling to Isolation valve | 10HTP20BR040 | PRODUCTION |  |  | DN 25 | SA312 TP304L
20HTP20BR040MR | Hose Coupling to Isolation valve | 20HTP20BR040 | PRODUCTION |  |  | DN 25 | SA312 TP304L
10HTP20CH101-A01 | End product rotary feeder, Local Control | 10HTP20CH101 | PRODUCTION
10HTP20CH101-S01 | End product rotary feeder, Local Control | 10HTP20CH101 | PRODUCTION
20HTP20CH101-A01 | End product rotary feeder, Local Control | 20HTP20CH101 | PRODUCTION
20HTP20CH101-S01 | End product rotary feeder, Local Control | 20HTP20CH101 | PRODUCTION
10HTP20CS101-F01 | Speed Switch | 10HTP20CS101 | PRODUCTION |  |  | XSAV11801
10HTP22AA091KA | Pressure reducing valve | 10HTP22AA091 | PRODUCTION
20HTP22AA091KA | Pressure reducing valve | 20HTP22AA091 | PRODUCTION
10HTP22AA101KA | Bag filter ash pneum. conveyor, fill-up valve | 10HTP22AA101 | PRODUCTION
20HTP22AA101KA | Bag filter ash pneum. conveyor, fill-up valve | 20HTP22AA101 | PRODUCTION
10HTP22AA102KA | Bag filter ash pneum. conveyor, blow valve | 10HTP22AA102 | PRODUCTION
20HTP22AA102KA | Bag filter ash pneum. conveyor, blow valve | 20HTP22AA102 | PRODUCTION
10HTP22AA103KA | Bag filter ash pneum. conveyor, fluidization valve | 10HTP22AA103 | PRODUCTION
20HTP22AA103KA | Bag filter ash pneum. conveyor, fluidization valve | 20HTP22AA103 | PRODUCTION
10HTP22AA104KA | Bag filter ash pneum. conveyor, extra blow valve | 10HTP22AA104 | PRODUCTION
20HTP22AA104KA | Bag filter ash pneum. conveyor, extra blow valve | 20HTP22AA104 | PRODUCTION
10HTP22AA501KA | Bag filter ash pneum. conveyor, fill-up valve | 10HTP22AA501 | PRODUCTION
20HTP22AA501KA | Bag filter ash pneum. conveyor, fill-up valve | 20HTP22AA501 | PRODUCTION
10HTP22BR030MR | Bag filter ash pneumatic conveyor, compressed air to Fly ash conveying | 10HTP22BR030 | PRODUCTION |  |  |  | SA312 TP304L
20HTP22BR030MR | Bag filter ash pneumatic conveyor, compressed air to Fly ash conveying | 20HTP22BR030 | PRODUCTION |  |  |  | SA312 TP304L
10HTP22CH202-S01 | Bag filter ash pneum. conveyor, blow valve | 10HTP22CH202 | PRODUCTION
20HTP22CH202-S01 | Bag filter ash pneum. conveyor, blow valve | 20HTP22CH202 | PRODUCTION
10HTP22CH203-S01 | Bag filter ash pneum. conveyor, fluidization valve | 10HTP22CH203 | PRODUCTION
20HTP22CH203-S01 | Bag filter ash pneum. conveyor, fluidization valve | 20HTP22CH203 | PRODUCTION
10HTP22CH204-S01 | Bag filter ash pneum. conveyor, extra blow valve | 10HTP22CH204 | PRODUCTION
20HTP22CH204-S01 | Bag filter ash pneum. conveyor, extra blow valve | 20HTP22CH204 | PRODUCTION
00HTQ26BR010MR | ETP water tank to ETP water tank drain | 00HTQ26BR010 | PRODUCTION |  |  | DN 80 | SA312 TP304L
00HTQ30BR010MR | ETP water tank to Booster pump 1 | 00HTQ30BR010 | PRODUCTION |  |  | DN 80 | SA312 TP304L
00HTQ30BR020MR | Booster pump 1 to Outlet, sump | 00HTQ30BR020 | PRODUCTION |  |  | DN 25 | SA312 TP304L
00HTQ32BR010MR | Booster pump 1 to ETP water from pump 1 | 00HTQ32BR010 | PRODUCTION |  |  | DN 80 | SA312 TP304L
00HTQ32BR020MR | Booster pump 1 to Outlet, sump | 00HTQ32BR020 | PRODUCTION |  |  | DN 25 | SA312 TP304L
10HTQ33AA052KA | Check Valve (general) | 10HTQ33AA052 | PRODUCTION |  |  |  | Stainless steel
10HTQ33AA201KA | Process water valve | 10HTQ33AA201 | PRODUCTION
20HTQ33AA201KA | Process water - Open | 20HTQ33AA201 | PRODUCTION
10HTQ33AA202KA | Process water to Mixer - Open | 10HTQ33AA202 | PRODUCTION
10HTQ33AA202QN | Actuator, 5/2-Way Valve | 10HTQ33AA202 | PRODUCTION
10HTQ33AA202-Y | 5/2-Way Valve | 10HTQ33AA202 | PRODUCTION
20HTQ33AA202KA | Process water to Mixer - Open | 20HTQ33AA202 | PRODUCTION
20HTQ33AA202QN | Actuator, 5/2-Way Valve | 20HTQ33AA202 | PRODUCTION
20HTQ33AA202-Y | 5/2-Way Valve | 20HTQ33AA202 | PRODUCTION
10HTQ33AA203KA | Process water to Mixer - Close | 10HTQ33AA203 | PRODUCTION
20HTQ33AA203KA | Process water to Mixer - Close | 20HTQ33AA203 | PRODUCTION
10HTQ33AA251KA | Process water Control Valve - Valve opening | 10HTQ33AA251 | PRODUCTION
10HTQ33AA251-M01 | Process water - Electric actuator - Motor | 10HTQ33AA251 | PRODUCTION
10HTQ33AA251QN | Actuator, Control Valve | 10HTQ33AA251 | PRODUCTION
10HTQ33AA251-Y | Control Valve | 10HTQ33AA251 | PRODUCTION
20HTQ33AA251KA | Process water Control Valve - Valve opening | 20HTQ33AA251 | PRODUCTION
20HTQ33AA251-M01 | Process water - Electric actuator - Motor | 20HTQ33AA251 | PRODUCTION
20HTQ33AA251QN | Actuator, Control Valve | 20HTQ33AA251 | PRODUCTION
20HTQ33AA251-Y | Control Valve | 20HTQ33AA251 | PRODUCTION
10HTQ33BR010MR | ETP water from pump to ETP water to Mixer, Boiler 1 | 10HTQ33BR010 | PRODUCTION |  |  | DN 50 | SA312 TP304L
20HTQ33BR010MR | ETP water from pump to ETP water to Mixer, Boiler 2 | 20HTQ33BR010 | PRODUCTION |  |  | DN 50 | SA312 TP304L
10HTQ33BR030MR | ETP water from pump to ETP water to Mixer, Boiler 1 | 10HTQ33BR030 | PRODUCTION |  |  | DN 100 | SA312 TP304L
20HTQ33BR030MR | ETP water from pump to ETP water to Mixer, Boiler 2 | 20HTQ33BR030 | PRODUCTION |  |  | DN 100 | SA312 TP304L
10HTQ33BR040MR | ETP water from pump to ETP water to Mixer, Boiler 1 | 10HTQ33BR040 | PRODUCTION |  |  | DN 50 | SA312 TP304L
20HTQ33BR040MR | ETP water from pump to ETP water to Mixer, Boiler 2 | 20HTQ33BR040 | PRODUCTION |  |  | DN 50 | SA312 TP304L
10HTQ33BR050MR | ETP water from pump to ETP water to Mixer, Boiler 1 | 10HTQ33BR050 | PRODUCTION |  |  | DN 50 | TBD
20HTQ33BR050MR | ETP water from pump to ETP water to Mixer, Boiler 2 | 20HTQ33BR050 | PRODUCTION |  |  | DN 50 | TBD
10HTQ33BR060MR | ETP water to Mixer, Boiler 1 to ETP water to Mixer, Boiler 1 | 10HTQ33BR060 | PRODUCTION |  |  |  | TBD
20HTQ33BR060MR | ETP water to Mixer, Boiler 2 to ETP water to Mixer, Boiler 2 | 20HTQ33BR060 | PRODUCTION |  |  |  | TBD
10HTQ33BR070MR | ETP water from pump to ETP water to Mixer, Boiler 1 | 10HTQ33BR070 | PRODUCTION |  |  | DN 50 | SA312 TP304L
20HTQ33BR070MR | ETP water from pump to ETP water to Mixer, Boiler 2 | 20HTQ33BR070 | PRODUCTION |  |  | DN 50 | SA312 TP304L
10HTQ33BR080MR | ETP water from pump to ETP water to Mixer, Boiler 1 | 10HTQ33BR080 | PRODUCTION |  |  | DN 50 | TBD
20HTQ33BR080MR | ETP water from pump to ETP water to Mixer, Boiler 2 | 20HTQ33BR080 | PRODUCTION |  |  | DN 50 | TBD
10HTQ33BR081MR | ETP water to Mixer, Boiler 1 to Service Air to Mixer | 10HTQ33BR081 | PRODUCTION |  |  | DN 15 | TBD
20HTQ33BR081MR | ETP water to Mixer, Boiler 2 to Service Air to Mixer | 20HTQ33BR081 | PRODUCTION |  |  | DN 15 | TBD
10HTQ33BR082MR | ETP water to Mixer, Boiler 1 to Service Air to Mixer | 10HTQ33BR082 | PRODUCTION |  |  | DN 15 | TBD
20HTQ33BR082MR | ETP water to Mixer, Boiler 2 to Service Air to Mixer | 20HTQ33BR082 | PRODUCTION |  |  | DN 15 | TBD
10HTQ33BR083MR | ETP water to Mixer, Boiler 1 to Service Air to Mixer | 10HTQ33BR083 | PRODUCTION |  |  | DN 15 | TBD
20HTQ33BR083MR | ETP water to Mixer, Boiler 2 to Service Air to Mixer | 20HTQ33BR083 | PRODUCTION |  |  | DN 15 | TBD
10HTQ33BR084MR | ETP water to Mixer, Boiler 1 to Service Air to Mixer | 10HTQ33BR084 | PRODUCTION |  |  | DN 15 | TBD
20HTQ33BR084MR | ETP water to Mixer, Boiler 2 to Service Air to Mixer | 20HTQ33BR084 | PRODUCTION |  |  | DN 15 | TBD
10HTQ33BR085MR | ETP water to Mixer, Boiler 1 to Service Air to Mixer | 10HTQ33BR085 | PRODUCTION |  |  | DN 15 | TBD
20HTQ33BR085MR | ETP water to Mixer, Boiler 2 to Service Air to Mixer | 20HTQ33BR085 | PRODUCTION |  |  | DN 15 | TBD
10HTQ33BR086MR | ETP water to Mixer, Boiler 1 to Service Air to Mixer | 10HTQ33BR086 | PRODUCTION |  |  | DN 15 | TBD
20HTQ33BR086MR | ETP water to Mixer, Boiler 2 to Service Air to Mixer | 20HTQ33BR086 | PRODUCTION |  |  | DN 15 | TBD
10HTQ33BR087MR | ETP water to Mixer, Boiler 1 to Service Air to Mixer | 10HTQ33BR087 | PRODUCTION |  |  | DN 15 | TBD
20HTQ33BR087MR | ETP water to Mixer, Boiler 2 to Service Air to Mixer | 20HTQ33BR087 | PRODUCTION |  |  | DN 15 | TBD
10HTQ33CF001-U01 | Magnetic Flow Tube | 10HTQ33CF001 | PRODUCTION |  |  | Magnetic Flow Tube
20HTQ33CF001-U01 | Flow transmitter | 20HTQ33CF001 | PRODUCTION |  |  | Magnetic Flow Tube
10HTQ33CP001QB | Process water pressure measurement | 10HTQ33CP001 | PRODUCTION
10HTQ33CP001-U01 | Pressure Transmitter | 10HTQ33CP001 | PRODUCTION |  |  | Pressure Transmitter
20HTQ33CP001QB | Process water pressure measurement | 20HTQ33CP001 | PRODUCTION
20HTQ33CP001-U01 | Pressure Transmitter | 20HTQ33CP001 | PRODUCTION |  |  | Pressure Transmitter
10HTQ33CP501QP | Pressure Gauge | 10HTQ33CP501 | PRODUCTION
20HTQ33CP501QP | Pressure Gauge | 20HTQ33CP501 | PRODUCTION
20HTQ34AA001KA | Valve | 20HTQ34AA001 | PRODUCTION
20HTQ34BP001MR | Orifice | 20HTQ34BP001 | PRODUCTION
20HTQ34BP002MR | Orifice | 20HTQ34BP002 | PRODUCTION
20HTQ34BP003MR | Orifice | 20HTQ34BP003 | PRODUCTION
20HTQ34BP004MR | Orifice | 20HTQ34BP004 | PRODUCTION
20HTQ34BP005MR | Orifice | 20HTQ34BP005 | PRODUCTION
20HTQ34BP006MR | Orifice | 20HTQ34BP006 | PRODUCTION
20HTQ34BP007MR | Orifice | 20HTQ34BP007 | PRODUCTION
10HTQ34BR010MR | ETP water from pump to ETP water to Mixer, Boiler 1 | 10HTQ34BR010 | PRODUCTION |  |  | DN 50 | TBD
20HTQ34BR010MR | ETP water from pump to ETP water to Mixer, Boiler 2 | 20HTQ34BR010 | PRODUCTION |  |  | DN 50 | TBD
10HTQ34BR020MR | ETP water from pump to ETP water to Mixer, Boiler 1 | 10HTQ34BR020 | PRODUCTION |  |  | DN 50 | SA312 TP304L
20HTQ34BR020MR | ETP water from pump to ETP water to Mixer, Boiler 2 | 20HTQ34BR020 | PRODUCTION |  |  | DN 50 | SA312 TP304L
10HTQ34BR030MR | ETP water from pump to ETP water to Mixer, Boiler 1 | 10HTQ34BR030 | PRODUCTION |  |  | DN 50 | TBD
20HTQ34BR030MR | ETP water from pump to ETP water to Mixer, Boiler 2 | 20HTQ34BR030 | PRODUCTION |  |  | DN 50 | TBD
10HTQ34BR031MR | ETP water from pump to ETP water to Mixer, Boiler 1 | 10HTQ34BR031 | PRODUCTION |  |  | DN 15 | TBD
20HTQ34BR031MR | ETP water from pump to ETP water to Mixer, Boiler 2 | 20HTQ34BR031 | PRODUCTION |  |  | DN 15 | TBD
10HTQ34BR032MR | ETP water from pump to ETP water to Mixer, Boiler 1 | 10HTQ34BR032 | PRODUCTION |  |  | DN 15 | TBD
20HTQ34BR032MR | ETP water from pump to ETP water to Mixer, Boiler 2 | 20HTQ34BR032 | PRODUCTION |  |  | DN 15 | TBD
10HTQ34BR033MR | ETP water from pump to ETP water to Mixer, Boiler 1 | 10HTQ34BR033 | PRODUCTION |  |  | DN 15 | TBD
20HTQ34BR033MR | ETP water from pump to ETP water to Mixer, Boiler 2 | 20HTQ34BR033 | PRODUCTION |  |  | DN 15 | TBD
10HTQ34BR034MR | ETP water from pump to ETP water to Mixer, Boiler 1 | 10HTQ34BR034 | PRODUCTION |  |  | DN 15 | TBD
20HTQ34BR034MR | ETP water from pump to ETP water to Mixer, Boiler 2 | 20HTQ34BR034 | PRODUCTION |  |  | DN 15 | TBD
10HTQ34BR035MR | ETP water from pump to ETP water to Mixer, Boiler 1 | 10HTQ34BR035 | PRODUCTION |  |  | DN 15 | TBD
20HTQ34BR035MR | ETP water from pump to ETP water to Mixer, Boiler 2 | 20HTQ34BR035 | PRODUCTION |  |  | DN 15 | TBD
10HTQ34BR036MR | ETP water from pump to ETP water to Mixer, Boiler 1 | 10HTQ34BR036 | PRODUCTION |  |  | DN 15 | TBD
20HTQ34BR036MR | ETP water from pump to ETP water to Mixer, Boiler 2 | 20HTQ34BR036 | PRODUCTION |  |  | DN 15 | TBD
10HTQ34BR037MR | ETP water from pump to ETP water to Mixer, Boiler 1 | 10HTQ34BR037 | PRODUCTION |  |  | DN 15 | TBD
20HTQ34BR037MR | ETP water from pump to ETP water to Mixer, Boiler 2 | 20HTQ34BR037 | PRODUCTION |  |  | DN 15 | TBD
00HTQ40BR010MR | ETP water tank to Booster pump 2 | 00HTQ40BR010 | PRODUCTION |  |  | DN 80 | SA312 TP304L
00HTQ40BR020MR | Booster pump 2 to Outlet, sump | 00HTQ40BR020 | PRODUCTION |  |  | DN 25 | SA312 TP304L
00HTQ42BR010MR | Booster pump 2 to ETP water from pump 2 | 00HTQ42BR010 | PRODUCTION |  |  | DN 80 | SA312 TP304L
00HTQ42BR020MR | Booster pump 2 to Outlet, sump | 00HTQ42BR020 | PRODUCTION |  |  | DN 25 | SA312 TP304L
10HYB10EZ101-S01 | Test ESD button | 10HYB10EZ101 | PRODUCTION
20HYB10EZ101-S01 | Test ESD button | 20HYB10EZ101 | PRODUCTION
10HYB10EZ102-S01 | Test ESD button | 10HYB10EZ102 | PRODUCTION
20HYB10EZ102-S01 | Test ESD button | 20HYB10EZ102 | PRODUCTION
10HYB10EZ103-S01 | Test ESD button | 10HYB10EZ103 | PRODUCTION
20HYB10EZ103-S01 | Test ESD button | 20HYB10EZ103 | PRODUCTION
10HYB10GC001-A01 | SRS Cabinet power supply 1 | 10HYB10GC001 | PRODUCTION
20HYB10GC001-A01 | SRS Cabinet power supply 1 | 20HYB10GC001 | PRODUCTION
10HYB10GC002-A01 | SRS Cabinet power supply 2 | 10HYB10GC002 | PRODUCTION
20HYB10GC002-A01 | SRS Cabinet power supply 2 | 20HYB10GC002 | PRODUCTION
10HYB10GC003-A01 | SRS Start-up burner supply 1 | 10HYB10GC003 | PRODUCTION
20HYB10GC003-A01 | SRS Start-up burner supply 1 | 20HYB10GC003 | PRODUCTION
10HYB10GC004-A01 | SRS Start-up burner supply 2 | 10HYB10GC004 | PRODUCTION
20HYB10GC004-A01 | SRS Start-up burner supply 2 | 20HYB10GC004 | PRODUCTION
10HYB10GC005-A01 | Electr.power feeder -spare- 1 | 10HYB10GC005 | PRODUCTION
20HYB10GC005-A01 | Electr.power feeder -spare- 1 | 20HYB10GC005 | PRODUCTION
10HYB10GC006-A01 | Electr.power feeder -spare- 2 | 10HYB10GC006 | PRODUCTION
20HYB10GC006-A01 | Electr.power feeder -spare- 2 | 20HYB10GC006 | PRODUCTION
10HYB10GC007-A01 | Electr.power feeder -spare- 3 | 10HYB10GC007 | PRODUCTION
20HYB10GC007-A01 | Electr.power feeder -spare- 3 | 20HYB10GC007 | PRODUCTION
10HYB10GC008-A01 | Electr.power feeder -spare- 4 | 10HYB10GC008 | PRODUCTION
20HYB10GC008-A01 | Electr.power feeder -spare- 4 | 20HYB10GC008 | PRODUCTION
10HYB10GC009-A01 | Electr.power feeder -spare- 5 | 10HYB10GC009 | PRODUCTION
20HYB10GC009-A01 | Electr.power feeder -spare- 5 | 20HYB10GC009 | PRODUCTION
10HYB10GC010-A01 | Electr.power feeder -spare- 6 | 10HYB10GC010 | PRODUCTION
20HYB10GC010-A01 | Electr.power feeder -spare- 6 | 20HYB10GC010 | PRODUCTION
10HYB10GH001-A01 | Boiler 10HYB10GH001 Marshalling cabinet FRONT | 10HYB10GH001 | PRODUCTION
20HYB10GH001-A01 | Boiler 20HYB10GH001 Marshalling cabinet FRONT | 20HYB10GH001 | PRODUCTION
10HYB10GH004-A01 | Boiler 10HYB10GH004 Cabinet REAR | 10HYB10GH004 | PRODUCTION
20HYB10GH004-A01 | Boiler 20HYB10GH004 Cabinet REAR | 20HYB10GH004 | PRODUCTION
10LAA10AA001KA | Gate Valve | 10LAA10AA001 | PRODUCTION |  |  | SA216 Gr WCB
20LAA10AA001KA | Gate Valve | 20LAA10AA001 | PRODUCTION |  |  | SA216 Gr WCB
10LAA10AA002KA | Gate Valve | 10LAA10AA002 | PRODUCTION |  |  | SA216 Gr WCB
20LAA10AA002KA | Gate Valve | 20LAA10AA002 | PRODUCTION |  |  | SA216 Gr WCB
10LAA10AA003KA | Gate Valve | 10LAA10AA003 | PRODUCTION |  |  | SA216 Gr WCB
20LAA10AA003KA | Gate Valve | 20LAA10AA003 | PRODUCTION |  |  | SA216 Gr WCB
10LAA10AA303KA | Pressure transmitter | 10LAA10AA303 | PRODUCTION
20LAA10AA303KA | Pressure transmitter | 20LAA10AA303 | PRODUCTION
20LAA10AA311KA | Globe valve | 20LAA10AA311 | PRODUCTION |  |  | SA105 | SA105
20LAA10AA312KA | Globe valve | 20LAA10AA312 | PRODUCTION |  |  | SA105 | SA105
10LAA10AA315KA | Globe valve | 10LAA10AA315 | PRODUCTION |  |  | SA105
20LAA10AA315KA | Globe valve | 20LAA10AA315 | PRODUCTION |  |  | SA105
10LAA10AA316KA | Globe valve | 10LAA10AA316 | PRODUCTION |  |  | SA105
20LAA10AA316KA | Globe valve | 20LAA10AA316 | PRODUCTION |  |  | SA105
10LAA10BR001MR | Deaerator Overflow Line | 10LAA10BR001 | PRODUCTION |  |  |  | A106 GrB
20LAA10BR001MR | Deaerator Overflow Line | 20LAA10BR001 | PRODUCTION |  |  |  | A106 GrB
10LAA10BR002MR | Deaerator Drain Line | 10LAA10BR002 | PRODUCTION |  |  |  | A106 GrB
20LAA10BR002MR | Deaerator Drain Line | 20LAA10BR002 | PRODUCTION |  |  |  | A106 GrB
10LAA10BR003MR | Deaerator Safety Valve Outlet | 10LAA10BR003 | PRODUCTION |  |  |  | A106 GrB
20LAA10BR003MR | Deaerator Safety Valve Outlet | 20LAA10BR003 | PRODUCTION |  |  |  | A106 GrB
10LAA10BR004MR | Deaerator System, Safety Valve Outlet | 10LAA10BR004 | PRODUCTION |  |  |  | A106 GrB
20LAA10BR004MR | Deaerator System, Safety Valve Outlet | 20LAA10BR004 | PRODUCTION |  |  |  | A106 GrB
10LAA10CP001-U01 | Pressure Transmitter | 10LAA10CP001 | PRODUCTION
20LAA10CP001-U01 | Pressure Transmitter | 20LAA10CP001 | PRODUCTION
10LAA20AA204KA | Close position feedback- before BFP-1 Suction Strainer | 10LAA20AA204 | PRODUCTION
20LAA20AA204KA | Close position feedback- before BFP-1 Suction Strainer | 20LAA20AA204 | PRODUCTION
10LAA30AA020KA | Gate valve | 10LAA30AA020 | PRODUCTION
20LAA30AA020KA | Gate valve | 20LAA30AA020 | PRODUCTION
10LAA30AA021KA | check valve | 10LAA30AA021 | PRODUCTION
20LAA30AA021KA | check valve | 20LAA30AA021 | PRODUCTION
10LAA30AA204KA | Close position feedback- before BFP-2 Suction Strainer | 10LAA30AA204 | PRODUCTION
20LAA30AA204KA | Close position feedback- before BFP-2 Suction Strainer | 20LAA30AA204 | PRODUCTION
10LAB10AA019KA | Main Steam line Pre-heating PCV feedback | 10LAB10AA019 | PRODUCTION
20LAB10AA019KA | Main Steam line Pre-heating PCV feedback | 20LAB10AA019 | PRODUCTION
10LAB10AA201KA | Close position feedback- before BFP-1 Suction Strainer | 10LAB10AA201 | PRODUCTION
20LAB10AA201KA | Close position feedback- before BFP-1 Suction Strainer | 20LAB10AA201 | PRODUCTION
10LAB10AA301KA | Globe valve | 10LAB10AA301 | PRODUCTION |  |  | SA105
20LAB10AA301KA | Globe valve | 20LAB10AA301 | PRODUCTION |  |  | SA105
10LAB10AA303KA | Globe valve | 10LAB10AA303 | PRODUCTION |  |  | SA105
20LAB10AA303KA | Globe valve | 20LAB10AA303 | PRODUCTION |  |  | SA105
20LAB10AA802KA | Gate Valve | 20LAB10AA802 | PRODUCTION |  |  | SA105 | SA105
20LAB10AA803KA | Gate Valve | 20LAB10AA803 | PRODUCTION |  |  | SA105 | SA105
20LAB10AA804KA | Non-Return Valve | 20LAB10AA804 | PRODUCTION |  |  | SA105 | SA105
10LAB10BR003MR | Deaerator System, For Sampling System External | 10LAB10BR003 | PRODUCTION |  |  |  | A312 TP304
20LAB10BR003MR | Deaerator System, For Sampling System External | 20LAB10BR003 | PRODUCTION |  |  |  | A312 TP304
10LAB10BR004MR | LP dosing, Deaerator Drain to BFP Suction Line | 10LAB10BR004 | PRODUCTION |  |  |  | A106 GrB
20LAB10BR004MR | LP dosing, Deaerator Drain to BFP Suction Line | 20LAB10BR004 | PRODUCTION |  |  |  | A106 GrB
10LAB10BR010MR | Feed water pumps to FW control valve | 10LAB10BR010 | PRODUCTION
20LAB10BR010MR | Feed water pumps to FW control valve | 20LAB10BR010 | PRODUCTION
10LAB10BR301MR | Pressure Measurement, Deaerator Drain to BFP Suction Line | 10LAB10BR301 | PRODUCTION |  |  |  | A106 GrB
20LAB10BR301MR | Pressure Measurement, Deaerator Drain to BFP Suction Line | 20LAB10BR301 | PRODUCTION |  |  |  | A106 GrB
10LAB10BR303MR | Pressure Measurement, Deaerator Drain to BFP Suction Line | 10LAB10BR303 | PRODUCTION |  |  |  | A106 GrB
20LAB10BR303MR | Pressure Measurement, Deaerator Drain to BFP Suction Line | 20LAB10BR303 | PRODUCTION |  |  |  | A106 GrB
10LAB10GA101-J01 | Feedwater piping system (excl. feedwater pump and feedwaterheating system), Junction box | 10LAB10GA101 | PRODUCTION
20LAB10GA101-J01 | Feedwater piping system, Junction box | 20LAB10GA101 | PRODUCTION
10LAB10GA201-J01 | Feedwater piping system (excl. feedwater pump and feedwaterheating system), Junction box | 10LAB10GA201 | PRODUCTION
20LAB10GA201-J01 | Feedwater piping system, Junction box | 20LAB10GA201 | PRODUCTION
10LAB10GA202-J01 | Feedwater piping system (excl. feedwater pump and feedwaterheating system), Junction box | 10LAB10GA202 | PRODUCTION
20LAB10GA202-J01 | Feedwater piping system, Junction box | 20LAB10GA202 | PRODUCTION
10LAB10GA203-J01 | Feedwater piping system (excl. feedwater pump and feedwaterheating system), Junction box | 10LAB10GA203 | PRODUCTION
20LAB10GA203-J01 | Feedwater piping system, Junction box | 20LAB10GA203 | PRODUCTION
10LAB10GA204-J01 | Feedwater piping system (excl. feedwater pump and feedwaterheating system), Junction box | 10LAB10GA204 | PRODUCTION
20LAB10GA204-J01 | Feedwater piping system, Junction box | 20LAB10GA204 | PRODUCTION
10LAB20AA201KA | Gate Valve | 10LAB20AA201 | PRODUCTION |  |  | SA216 Gr WCB
20LAB20AA201KA | Gate Valve | 20LAB20AA201 | PRODUCTION |  |  | SA216 Gr WCB
10LAB20AA302KA | Globe valve | 10LAB20AA302 | PRODUCTION |  |  | SA105
20LAB20AA302KA | Globe valve | 20LAB20AA302 | PRODUCTION |  |  | SA105
10LAB20AA303KA | Globe valve | 10LAB20AA303 | PRODUCTION |  |  | SA105
20LAB20AA303KA | Globe valve | 20LAB20AA303 | PRODUCTION |  |  | SA105
10LAB20AA401KA | Gate Valve | 10LAB20AA401 | PRODUCTION |  |  | SA105
20LAB20AA401KA | Gate Valve | 20LAB20AA401 | PRODUCTION |  |  | SA105
10LAB20AT801KT | Deaerator System, BFP-1 Suction Line, Strainer | 10LAB20AT801 | PRODUCTION
20LAB20AT801KT | Deaerator System, BFP-1 Suction Line, Strainer | 20LAB20AT801 | PRODUCTION
10LAB20BR001MR | Deaerator System, BFP-1 Suction Line | 10LAB20BR001 | PRODUCTION |  |  |  | A106 GrB
20LAB20BR001MR | Deaerator System, BFP-1 Suction Line | 20LAB20BR001 | PRODUCTION |  |  |  | A106 GrB
10LAB20BR302MR | BFP-1 Suction Line, Differential Pressure | 10LAB20BR302 | PRODUCTION |  |  |  | A106 GrB
20LAB20BR302MR | BFP-1 Suction Line, Differential Pressure | 20LAB20BR302 | PRODUCTION |  |  |  | A106 GrB
10LAB20BR303MR | BFP-1 Suction Line, Differential Pressure | 10LAB20BR303 | PRODUCTION |  |  |  | A106 GrB
20LAB20BR303MR | BFP-1 Suction Line, Differential Pressure | 20LAB20BR303 | PRODUCTION |  |  |  | A106 GrB
10LAB20BR401MR | Drain Line, Suction Line BFP 1 | 10LAB20BR401 | PRODUCTION |  |  |  | A106 GrB
20LAB20BR401MR | Drain Line, Suction Line BFP 1 | 20LAB20BR401 | PRODUCTION |  |  |  | A106 GrB
10LAB20CP501QP | Pressure Gauge | 10LAB20CP501 | PRODUCTION
20LAB20CP501QP | Pressure Gauge | 20LAB20CP501 | PRODUCTION
20LAB30AA201KA | Gate Valve | 20LAB30AA201 | PRODUCTION |  |  | SICCA150GTC | SA216 Gr WCB
10LAB30AA302KA | Globe valve | 10LAB30AA302 | PRODUCTION |  |  | SA105
20LAB30AA302KA | Globe valve | 20LAB30AA302 | PRODUCTION |  |  | SA105
10LAB30AA303KA | Globe valve | 10LAB30AA303 | PRODUCTION |  |  | SA105
20LAB30AA303KA | Globe valve | 20LAB30AA303 | PRODUCTION |  |  | SA105
10LAB30AA401KA | Gate Valve | 10LAB30AA401 | PRODUCTION |  |  | SA105
20LAB30AA401KA | Gate Valve | 20LAB30AA401 | PRODUCTION |  |  | SA105
10LAB30AT801KT | Deaerator System, BFP-2 Suction Line, Strainer | 10LAB30AT801 | PRODUCTION
20LAB30AT801KT | Deaerator System, BFP-2 Suction Line, Strainer | 20LAB30AT801 | PRODUCTION
10LAB30BR001MR | Deaerator System, BFP-2 Suction Line | 10LAB30BR001 | PRODUCTION |  |  |  | A106 GrB
20LAB30BR001MR | Deaerator System, BFP-2 Suction Line | 20LAB30BR001 | PRODUCTION |  |  |  | A106 GrB
10LAB30BR302MR | BFP-2 Suction Line, Differential Pressure | 10LAB30BR302 | PRODUCTION |  |  |  | A106 GrB
20LAB30BR302MR | BFP-2 Suction Line, Differential Pressure | 20LAB30BR302 | PRODUCTION |  |  |  | A106 GrB
10LAB30BR303MR | BFP-2 Suction Line, Differential Pressure | 10LAB30BR303 | PRODUCTION |  |  |  | A106 GrB
20LAB30BR303MR | BFP-2 Suction Line, Differential Pressure | 20LAB30BR303 | PRODUCTION |  |  |  | A106 GrB
10LAB30BR401MR | Drain Line, Suction Line BFP 2 | 10LAB30BR401 | PRODUCTION |  |  |  | A106 GrB
20LAB30BR401MR | Drain Line, Suction Line BFP 2 | 20LAB30BR401 | PRODUCTION |  |  |  | A106 GrB
20LAB40AA003KA | Non-Return Valve | 20LAB40AA003 | PRODUCTION |  |  | SICCA1500SCC | SA216 Gr WCB
20LAB40AA004KA | Gate Valve | 20LAB40AA004 | PRODUCTION |  |  | SICCA1500SCC | SA216 Gr WCB
20LAB40AA005KA | Bfp-1 Discharge | 20LAB40AA005 | PRODUCTION |  |  | SICCA1500SCC | SA216WCB
20LAB40AA005-M01 | BFP-1 discharge | 20LAB40AA005 | PRODUCTION |  |  | SA25 | SA216WCB
20LAB40AA010KA | Bypass valve for BFP-1 discharge | 20LAB40AA010 | PRODUCTION |  |  | KSB | SA216WCB
20LAB40AA010-M01 | Bypass valve for BFP-1 discharge | 20LAB40AA010 | PRODUCTION |  |  | AUMA | SA216WCB
20LAB40AA014KA | Gate Valve | 20LAB40AA014 | PRODUCTION |  |  | SICCA800GTF | SA216 Gr WCB
10LAB40AA301KA | Globe valve | 10LAB40AA301 | PRODUCTION |  |  | SA105
20LAB40AA301KA | Globe valve | 20LAB40AA301 | PRODUCTION |  |  | SA105
10LAB40AA302KA | Globe valve | 10LAB40AA302 | PRODUCTION |  |  | SA105
20LAB40AA302KA | Globe valve | 20LAB40AA302 | PRODUCTION |  |  | SA105
10LAB40AA304KA | Globe valve | 10LAB40AA304 | PRODUCTION |  |  | SA105
20LAB40AA304KA | Globe valve | 20LAB40AA304 | PRODUCTION |  |  | SA105
10LAB40AA305KA | Globe valve | 10LAB40AA305 | PRODUCTION |  |  | SA105
20LAB40AA305KA | Globe valve | 20LAB40AA305 | PRODUCTION |  |  | SA105
10LAB40AA401KA | Globe valve | 10LAB40AA401 | PRODUCTION |  |  | SA105
20LAB40AA401KA | Globe valve | 20LAB40AA401 | PRODUCTION |  |  | SA105
10LAB40AA402KA | Globe valve | 10LAB40AA402 | PRODUCTION |  |  | SA105
20LAB40AA402KA | Globe valve | 20LAB40AA402 | PRODUCTION |  |  | SA105
10LAB40AA403KA | Gate Valve | 10LAB40AA403 | PRODUCTION |  |  | SA105
20LAB40AA403KA | Gate Valve | 20LAB40AA403 | PRODUCTION |  |  | SA105
10LAB40AA404KA | Gate Valve | 10LAB40AA404 | PRODUCTION |  |  | SA105
20LAB40AA404KA | Gate Valve | 20LAB40AA404 | PRODUCTION |  |  | SA105
10LAB40AA501KA | Globe valve | 10LAB40AA501 | PRODUCTION |  |  | SA105
20LAB40AA501KA | Globe valve | 20LAB40AA501 | PRODUCTION |  |  | SA105
10LAB40AA502KA | Globe valve | 10LAB40AA502 | PRODUCTION |  |  | SA105
20LAB40AA502KA | Globe valve | 20LAB40AA502 | PRODUCTION |  |  | SA105
10LAB40BR001MR | Deaerator System, BFP-1 Miniume Recirculation Line | 10LAB40BR001 | PRODUCTION |  |  |  | A106 GrB
20LAB40BR001MR | Deaerator System, BFP-1 Miniume Recirculation Line | 20LAB40BR001 | PRODUCTION |  |  |  | A106 GrB
10LAB40BR002MR | Deaerator System, BFP-1 Discharge to HP Heater | 10LAB40BR002 | PRODUCTION |  |  |  | A106 GrB
20LAB40BR002MR | Deaerator System, BFP-1 Discharge to HP Heater | 20LAB40BR002 | PRODUCTION |  |  |  | A106 GrB
10LAB40BR010MR | Feed water from pumps (SP) to Feed water to boiler (Andritz) | 10LAB40BR010 | PRODUCTION |  |  | DN 150 | SA106B
20LAB40BR010MR | Feed water from pumps (SP) to Feed water to boiler (Andritz) | 20LAB40BR010 | PRODUCTION |  |  | DN 150 | SA106B
10LAB40BR020MR | to Body pressure relief valve | 10LAB40BR020 | PRODUCTION
20LAB40BR020MR | to Body pressure relief valve | 20LAB40BR020 | PRODUCTION
10LAB40BR301MR | Pressure Measurement, Discharge to HP Heater Line BFP 1 | 10LAB40BR301 | PRODUCTION |  |  |  | A106 GrB
20LAB40BR301MR | Pressure Measurement, Discharge to HP Heater Line BFP 1 | 20LAB40BR301 | PRODUCTION |  |  |  | A106 GrB
10LAB40BR304MR | Pressure Measurement, Minimum Recirculation Line BFP 1 | 10LAB40BR304 | PRODUCTION |  |  |  | A106 GrB
20LAB40BR304MR | Pressure Measurement, Minimum Recirculation Line BFP 1 | 20LAB40BR304 | PRODUCTION |  |  |  | A106 GrB
10LAB40BR401MR | Drain Line, Minimum Recirculation Line BFP 1 | 10LAB40BR401 | PRODUCTION |  |  |  | A106 GrB
20LAB40BR401MR | Drain Line, Minimum Recirculation Line BFP 1 | 20LAB40BR401 | PRODUCTION |  |  |  | A106 GrB
10LAB40BR402MR | Drain Line, Discharge to HP Heater Line BFP 1 | 10LAB40BR402 | PRODUCTION |  |  |  | A106 GrB
20LAB40BR402MR | Drain Line, Discharge to HP Heater Line BFP 1 | 20LAB40BR402 | PRODUCTION |  |  |  | A106 GrB
10LAB40BR501MR | Vent Line, Discharge to HP Heater Line BFP 1 | 10LAB40BR501 | PRODUCTION |  |  |  | A106 GrB
20LAB40BR501MR | Vent Line, Discharge to HP Heater Line BFP 1 | 20LAB40BR501 | PRODUCTION |  |  |  | A106 GrB
10LAB40CP502QP | Pressure Gauge | 10LAB40CP502 | PRODUCTION
20LAB40CP502QP | Pressure Gauge | 20LAB40CP502 | PRODUCTION
10LAB41BR010MR | FW pipe drain to FW pipe from pumps to valve | 10LAB41BR010 | PRODUCTION |  |  | DN 25 | SA106B
20LAB41BR010MR | FW pipe drain to FW pipe from pumps to valve | 20LAB41BR010 | PRODUCTION |  |  | DN 25 | SA106B
10LAB41BR011MR | FW line | 10LAB41BR011 | PRODUCTION
20LAB41BR011MR | Feedwater piping system (excl. feedwater pump and feedwaterheating system) | 20LAB41BR011 | PRODUCTION
10LAB42BR010MR | FW control valve to FW manual shut-off | 10LAB42BR010 | PRODUCTION |  |  | DN 25 | SA106B
20LAB42BR010MR | FW control valve to FW manual shut-off | 20LAB42BR010 | PRODUCTION |  |  | DN 25 | SA106B
10LAB42BR011MR | FW line to Outlet, sump | 10LAB42BR011 | PRODUCTION |  |  | DN 25 | SA106B
20LAB42BR011MR | FW line to Outlet, sump | 20LAB42BR011 | PRODUCTION |  |  | DN 25 | SA106B
10LAB43BR010MR | FW manual shut-off to Economiser | 10LAB43BR010 | PRODUCTION |  |  | DN 150 | SA106B
20LAB43BR010MR | FW manual shut-off to Economiser | 20LAB43BR010 | PRODUCTION |  |  | DN 150 | SA106B
10LAB50AA001KA | Automatic recirculation valve | 10LAB50AA001 | PRODUCTION
20LAB50AA001KA | Automatic recirculation valve | 20LAB50AA001 | PRODUCTION
20LAB50AA002KA | Non-Return Valve | 20LAB50AA002 | PRODUCTION |  |  | SICCA1500SCC | SA216 Gr WCB
20LAB50AA003KA | Non-Return Valve | 20LAB50AA003 | PRODUCTION |  |  | SICCA1500SCC | SA216 Gr WCB
20LAB50AA004KA | Gate Valve | 20LAB50AA004 | PRODUCTION |  |  | SICCA1599GTC | SA216 Gr WCB
20LAB50AA005KA | Bfp-2 Discharge Line Valve | 20LAB50AA005 | PRODUCTION |  |  | SICCA1500GTC | SA216WCB
10LAB50AA015KA | BFP-2 discharge | 10LAB50AA015 | PRODUCTION
10LAB50AA015-M01 | BFP-2 discharge | 10LAB50AA015 | PRODUCTION
20LAB50AA015KA | BFP-2 discharge | 20LAB50AA015 | PRODUCTION
20LAB50AA015-M01 | BFP-2 discharge | 20LAB50AA015 | PRODUCTION
10LAB50AA020KA | Bypass valve for BFP-2 discharge | 10LAB50AA020 | PRODUCTION
10LAB50AA020-M01 | Bypass valve for BFP-2 discharge | 10LAB50AA020 | PRODUCTION
20LAB50AA020KA | Bypass valve for BFP-2 discharge | 20LAB50AA020 | PRODUCTION
20LAB50AA020-M01 | Bypass valve for BFP-2 discharge | 20LAB50AA020 | PRODUCTION
10LAB50AA301KA | Globe valve | 10LAB50AA301 | PRODUCTION |  |  | SA105
20LAB50AA301KA | Globe valve | 20LAB50AA301 | PRODUCTION |  |  | SA105
10LAB50AA302KA | Globe valve | 10LAB50AA302 | PRODUCTION |  |  | SA105
20LAB50AA302KA | Globe valve | 20LAB50AA302 | PRODUCTION |  |  | SA105
10LAB50AA304KA | Globe valve | 10LAB50AA304 | PRODUCTION |  |  | SA105
20LAB50AA304KA | Globe valve | 20LAB50AA304 | PRODUCTION |  |  | SA105
10LAB50AA305KA | Globe valve | 10LAB50AA305 | PRODUCTION |  |  | SA105
20LAB50AA305KA | Globe valve | 20LAB50AA305 | PRODUCTION |  |  | SA105
10LAB50AA401KA | Globe valve | 10LAB50AA401 | PRODUCTION |  |  | SA105
20LAB50AA401KA | Globe valve | 20LAB50AA401 | PRODUCTION |  |  | SA105
10LAB50AA402KA | Globe valve | 10LAB50AA402 | PRODUCTION |  |  | SA105
20LAB50AA402KA | Globe valve | 20LAB50AA402 | PRODUCTION |  |  | SA105
10LAB50AA403KA | Gate Valve | 10LAB50AA403 | PRODUCTION |  |  | SA105
20LAB50AA403KA | Gate Valve | 20LAB50AA403 | PRODUCTION |  |  | SA105
10LAB50AA404KA | Gate Valve | 10LAB50AA404 | PRODUCTION |  |  | SA105
20LAB50AA404KA | Gate Valve | 20LAB50AA404 | PRODUCTION |  |  | SA105
10LAB50AA501KA | Globe valve | 10LAB50AA501 | PRODUCTION |  |  | SA105
20LAB50AA501KA | Globe valve | 20LAB50AA501 | PRODUCTION |  |  | SA105
10LAB50AA502KA | Globe valve | 10LAB50AA502 | PRODUCTION |  |  | SA105
20LAB50AA502KA | Globe valve | 20LAB50AA502 | PRODUCTION |  |  | SA105
10LAB50BR001MR | Deaerator System, BFP-2 Miniume Recirculation Line | 10LAB50BR001 | PRODUCTION |  |  |  | A106 GrB
20LAB50BR001MR | Deaerator System, BFP-2 Miniume Recirculation Line | 20LAB50BR001 | PRODUCTION |  |  |  | A106 GrB
10LAB50BR002MR | Deaerator System, BFP-2 Discharge to HP Heater | 10LAB50BR002 | PRODUCTION |  |  |  | A106 GrB
20LAB50BR002MR | Deaerator System, BFP-2 Discharge to HP Heater | 20LAB50BR002 | PRODUCTION |  |  |  | A106 GrB
10LAB50BR301MR | Pressure Measurement, Discharge to HP Heater Line BFP 2 | 10LAB50BR301 | PRODUCTION |  |  |  | A106 GrB
20LAB50BR301MR | Pressure Measurement, Discharge to HP Heater Line BFP 2 | 20LAB50BR301 | PRODUCTION |  |  |  | A106 GrB
10LAB50BR304MR | Pressure Measurement, Minimum Recirculation Line BFP 2 | 10LAB50BR304 | PRODUCTION |  |  |  | A106 GrB
20LAB50BR304MR | Pressure Measurement, Minimum Recirculation Line BFP 2 | 20LAB50BR304 | PRODUCTION |  |  |  | A106 GrB
10LAB50BR401MR | Drain Line, Minimum Recirculation Line BFP 2 | 10LAB50BR401 | PRODUCTION |  |  |  | A106 GrB
20LAB50BR401MR | Drain Line, Minimum Recirculation Line BFP 2 | 20LAB50BR401 | PRODUCTION |  |  |  | A106 GrB
10LAB50BR402MR | Drain Line, Discharge to HP Heater Line BFP 2 | 10LAB50BR402 | PRODUCTION |  |  |  | A106 GrB
20LAB50BR402MR | Drain Line, Discharge to HP Heater Line BFP 2 | 20LAB50BR402 | PRODUCTION |  |  |  | A106 GrB
10LAB50BR501MR | Vent Line, Discharge to HP Heater Line BFP 2 | 10LAB50BR501 | PRODUCTION |  |  |  | A106 GrB
20LAB50BR501MR | Vent Line, Discharge to HP Heater Line BFP 2 | 20LAB50BR501 | PRODUCTION |  |  |  | A106 GrB
10LAB50CP502QP | Pressure Gauge | 10LAB50CP502 | PRODUCTION
20LAB50CP502QP | Pressure Gauge | 20LAB50CP502 | PRODUCTION
20LAB60AA003KA | Non-Return Valve | 20LAB60AA003 | PRODUCTION |  |  | SICCA800PCF | SA216 Gr WCB
20LAB60AA004KA | Gate Valve | 20LAB60AA004 | PRODUCTION |  |  | SA216 Gr WCB | SA105
20LAB60AA025KA | Feed Water Inlet To Hp Heater | 20LAB60AA025 | PRODUCTION |  |  | SA25 | SA216WCB
20LAB60AA025-M01 | Feed water inlet to HP heater | 20LAB60AA025 | PRODUCTION |  |  | SICCA1500GTC | SA216WCB
20LAB60AA035KA | Bypass Of Hp Heater | 20LAB60AA035 | PRODUCTION |  |  | SICCA1500GTC | SA216WCB
20LAB60AA035-M01 | Bypass of HP heater | 20LAB60AA035 | PRODUCTION |  |  | SA25 | SA216WCB
20LAB60AA045KA | Feed Water Outlet From Hp Heater | 20LAB60AA045 | PRODUCTION |  |  | SA25 | SA216WCB
20LAB60AA045-M01 | Feed water outlet from HP heater | 20LAB60AA045 | PRODUCTION |  |  | SICCA1500GTC | SA216WCB
20LAB60AA125KA | Bypass Valve For Feed Water Inlet To Hp Heater | 20LAB60AA125 | PRODUCTION |  |  | SA25 | SA216WCB
20LAB60AA125-M01 | Bypass valve for Feed water inlet to HP heater | 20LAB60AA125 | PRODUCTION |  |  | SICCA1500GTC | SA216WCB
20LAB60AA135KA | Bypass Of Feedwater Bypass Line Of Hp Heater | 20LAB60AA135 | PRODUCTION |  |  | SICCA1500GTC | SA216WCB
20LAB60AA135-M01 | Bypass of feedwater bypass line of HP heater | 20LAB60AA135 | PRODUCTION |  |  | SA25 | SA216WCB
20LAB60AA145KA | Bypass Valve For Feed Water Outlet To Hp Heater | 20LAB60AA145 | PRODUCTION |  |  | SICCA1500GTC | SA216WCB
20LAB60AA145-M01 | Bypass valve for Feed water outlet to HP heater | 20LAB60AA145 | PRODUCTION |  |  | SA25 | SA216WCB
10LAB60AA303KA | Globe valve | 10LAB60AA303 | PRODUCTION |  |  | SA105
20LAB60AA303KA | Globe valve | 20LAB60AA303 | PRODUCTION |  |  | SA105
10LAB60AA304KA | Globe valve | 10LAB60AA304 | PRODUCTION |  |  | SA105
20LAB60AA304KA | Globe valve | 20LAB60AA304 | PRODUCTION |  |  | SA105
10LAB60AA305KA | Globe valve | 10LAB60AA305 | PRODUCTION |  |  | SA105
20LAB60AA305KA | Globe valve | 20LAB60AA305 | PRODUCTION |  |  | SA105
10LAB60AA306KA | Globe valve | 10LAB60AA306 | PRODUCTION |  |  | SA105
20LAB60AA306KA | Globe valve | 20LAB60AA306 | PRODUCTION |  |  | SA105
10LAB60AA307KA | Globe valve | 10LAB60AA307 | PRODUCTION |  |  | SA105
20LAB60AA307KA | Globe valve | 20LAB60AA307 | PRODUCTION |  |  | SA105
10LAB60AA308KA | Globe valve | 10LAB60AA308 | PRODUCTION |  |  | SA105
20LAB60AA308KA | Globe valve | 20LAB60AA308 | PRODUCTION |  |  | SA105
10LAB60AA309KA | Globe valve | 10LAB60AA309 | PRODUCTION |  |  | SA105
20LAB60AA309KA | Globe valve | 20LAB60AA309 | PRODUCTION |  |  | SA105
10LAB60AA310KA | Globe valve | 10LAB60AA310 | PRODUCTION |  |  | SA105
20LAB60AA310KA | Globe valve | 20LAB60AA310 | PRODUCTION |  |  | SA105
10LAB60AA311KA | Globe valve | 10LAB60AA311 | PRODUCTION |  |  | SA105
20LAB60AA311KA | Globe valve | 20LAB60AA311 | PRODUCTION |  |  | SA105
10LAB60AA312KA | Globe valve | 10LAB60AA312 | PRODUCTION |  |  | SA105
20LAB60AA312KA | Globe valve | 20LAB60AA312 | PRODUCTION |  |  | SA105
10LAB60AA313KA | Globe valve | 10LAB60AA313 | PRODUCTION |  |  | SA105
20LAB60AA313KA | Globe valve | 20LAB60AA313 | PRODUCTION |  |  | SA105
10LAB60AA314KA | Globe valve | 10LAB60AA314 | PRODUCTION |  |  | SA105
20LAB60AA314KA | Globe valve | 20LAB60AA314 | PRODUCTION |  |  | SA105
10LAB60AA315KA | Globe valve | 10LAB60AA315 | PRODUCTION |  |  | SA105
20LAB60AA315KA | Globe valve | 20LAB60AA315 | PRODUCTION |  |  | SA105
10LAB60AA316KA | Globe valve | 10LAB60AA316 | PRODUCTION |  |  | SA105
20LAB60AA316KA | Globe valve | 20LAB60AA316 | PRODUCTION |  |  | SA105
10LAB60AA317KA | Globe valve | 10LAB60AA317 | PRODUCTION |  |  | SA105
20LAB60AA317KA | Globe valve | 20LAB60AA317 | PRODUCTION |  |  | SA105
10LAB60AA318KA | Globe valve | 10LAB60AA318 | PRODUCTION |  |  | SA105
20LAB60AA318KA | Globe valve | 20LAB60AA318 | PRODUCTION |  |  | SA105
10LAB60AA319KA | Globe valve | 10LAB60AA319 | PRODUCTION |  |  | SA105
20LAB60AA319KA | Globe valve | 20LAB60AA319 | PRODUCTION |  |  | SA105
10LAB60AA320KA | Globe valve | 10LAB60AA320 | PRODUCTION |  |  | SA105
20LAB60AA320KA | Globe valve | 20LAB60AA320 | PRODUCTION |  |  | SA105
10LAB60AA401KA | Gate Valve | 10LAB60AA401 | PRODUCTION |  |  | SA105
20LAB60AA401KA | Gate Valve | 20LAB60AA401 | PRODUCTION |  |  | SA105
10LAB60AA402KA | Gate Valve | 10LAB60AA402 | PRODUCTION |  |  | SA105
20LAB60AA402KA | Gate Valve | 20LAB60AA402 | PRODUCTION |  |  | SA105
10LAB60AA403KA | Gate Valve | 10LAB60AA403 | PRODUCTION |  |  | SA105
20LAB60AA403KA | Gate Valve | 20LAB60AA403 | PRODUCTION |  |  | SA105
10LAB60AA404KA | Gate Valve | 10LAB60AA404 | PRODUCTION |  |  | SA105
20LAB60AA404KA | Gate Valve | 20LAB60AA404 | PRODUCTION |  |  | SA105
10LAB60AA501KA | Gate Valve | 10LAB60AA501 | PRODUCTION |  |  | SA105
20LAB60AA501KA | Gate Valve | 20LAB60AA501 | PRODUCTION |  |  | SA105
10LAB60AA502KA | Gate Valve | 10LAB60AA502 | PRODUCTION |  |  | SA105
20LAB60AA502KA | Gate Valve | 20LAB60AA502 | PRODUCTION |  |  | SA105
10LAB60BR001MR | Deaerator System, BFP Discharge to HP Heater Line | 10LAB60BR001 | PRODUCTION |  |  |  | A106 GrB
20LAB60BR001MR | Deaerator System, BFP Discharge to HP Heater Line | 20LAB60BR001 | PRODUCTION |  |  |  | A106 GrB
10LAB60BR002MR | HP Heater Bypass Line | 10LAB60BR002 | PRODUCTION |  |  |  | A106 GrB
20LAB60BR002MR | HP Heater Bypass Line | 20LAB60BR002 | PRODUCTION |  |  |  | A106 GrB
10LAB60BR003MR | Feedwater Outlet to Boiler | 10LAB60BR003 | PRODUCTION |  |  |  | A106 GrB
20LAB60BR003MR | Feedwater Outlet to Boiler | 20LAB60BR003 | PRODUCTION |  |  |  | A106 GrB
10LAB60BR004MR | Deaerator System, Flash Steam from CBD tank Line | 10LAB60BR004 | PRODUCTION |  |  |  | A106 GrB
20LAB60BR004MR | Deaerator System, Flash Steam from CBD tank Line | 20LAB60BR004 | PRODUCTION |  |  |  | A106 GrB
10LAB60BR303MR | Pressure Measurement, BFP Discharge to HP Heater Line | 10LAB60BR303 | PRODUCTION |  |  |  | A106 GrB
20LAB60BR303MR | Pressure Measurement, BFP Discharge to HP Heater Line | 20LAB60BR303 | PRODUCTION |  |  |  | A106 GrB
10LAB60BR305MR | Pressure Measurement, BFP Discharge to HP Heater Line | 10LAB60BR305 | PRODUCTION |  |  |  | A106 GrB
20LAB60BR305MR | Pressure Measurement, BFP Discharge to HP Heater Line | 20LAB60BR305 | PRODUCTION |  |  |  | A106 GrB
10LAB60BR307MR | Pressure Measurement, BFP Discharge to HP Heater Line | 10LAB60BR307 | PRODUCTION |  |  |  | A106 GrB
20LAB60BR307MR | Pressure Measurement, BFP Discharge to HP Heater Line | 20LAB60BR307 | PRODUCTION |  |  |  | A106 GrB
10LAB60BR309MR | Pressure Measurement, BFP Discharge to HP Heater Line | 10LAB60BR309 | PRODUCTION |  |  |  | A106 GrB
20LAB60BR309MR | Pressure Measurement, BFP Discharge to HP Heater Line | 20LAB60BR309 | PRODUCTION |  |  |  | A106 GrB
10LAB60BR310MR | Pressure Measurement, Flow Nozzle | 10LAB60BR310 | PRODUCTION |  |  |  | A106 GrB
20LAB60BR310MR | Pressure Measurement, Flow Nozzle | 20LAB60BR310 | PRODUCTION |  |  |  | A106 GrB
10LAB60BR311MR | Pressure Measurement, Flow Nozzle | 10LAB60BR311 | PRODUCTION |  |  |  | A106 GrB
20LAB60BR311MR | Pressure Measurement, Flow Nozzle | 20LAB60BR311 | PRODUCTION |  |  |  | A106 GrB
10LAB60BR313MR | Pressure Measurement, BFP Discharge to HP Heater Line | 10LAB60BR313 | PRODUCTION |  |  |  | A106 GrB
20LAB60BR313MR | Pressure Measurement, BFP Discharge to HP Heater Line | 20LAB60BR313 | PRODUCTION |  |  |  | A106 GrB
10LAB60BR317MR | Pressure Measurement, Feedwater Outlet to Boiler | 10LAB60BR317 | PRODUCTION |  |  |  | A106 GrB
20LAB60BR317MR | Pressure Measurement, Feedwater Outlet to Boiler | 20LAB60BR317 | PRODUCTION |  |  |  | A106 GrB
10LAB60BR319MR | Pressure Measurement, Feedwater Outlet to Boiler | 10LAB60BR319 | PRODUCTION |  |  |  | A106 GrB
20LAB60BR319MR | Pressure Measurement, Feedwater Outlet to Boiler | 20LAB60BR319 | PRODUCTION |  |  |  | A106 GrB
10LAB60BR401MR | Drain Line, BFP Discharge to HP Heater Line | 10LAB60BR401 | PRODUCTION |  |  |  | A106 GrB
20LAB60BR401MR | Drain Line, BFP Discharge to HP Heater Line | 20LAB60BR401 | PRODUCTION |  |  |  | A106 GrB
10LAB60BR403MR | Drain Line, Feedwater Outlet to Boiler | 10LAB60BR403 | PRODUCTION |  |  |  | A106 GrB
20LAB60BR403MR | Drain Line, Feedwater Outlet to Boiler | 20LAB60BR403 | PRODUCTION |  |  |  | A106 GrB
10LAB60BR501MR | Vent Line, Feedwater Outlet to Boiler | 10LAB60BR501 | PRODUCTION |  |  |  | A106 GrB
20LAB60BR501MR | Vent Line, Feedwater Outlet to Boiler | 20LAB60BR501 | PRODUCTION |  |  |  | A106 GrB
10LAB60CT501QP | Temperature gauge | 10LAB60CT501 | PRODUCTION
20LAB60CT501QP | Temperature gauge | 20LAB60CT501 | PRODUCTION
20LAB90AA003KA | Non-Return Valve | 20LAB90AA003 | PRODUCTION |  |  | SICCA800GTF | SA105
20LAB90AA004KA | Gate Valve | 20LAB90AA004 | PRODUCTION |  |  | SICCA800GTF | SA105
10LAB90BR001MR | Deaerator System, Return from SCAPH | 10LAB90BR001 | PRODUCTION |  |  |  | A106 GrB
20LAB90BR001MR | Deaerator System, Return from SCAPH | 20LAB90BR001 | PRODUCTION |  |  |  | A106 GrB
20LCN27BP001MR | Orifice | 20LCN27BP001 | PRODUCTION |  |  | Orifice plate | SA240
10HLB20CT101QB | Motor Thermistor | 10HLB20CT101 | PRODUCTION
00ECT01DW001KW | BOILER ELEVATOR - 2000KG; | 00ECT01DW001 | PRODUCTION |  |  | Rack & Pinion Type / AK 2000
10HNC10CT101QB | Motor Thermistor | 10HNC10CT101 | PRODUCTION
10HNF20CT101QB | Motor Thermistor | 10HNF20CT101 | PRODUCTION
10LAC20AP101KP | Boiler Feedwater Pump-1 | 10LAC20AP101 | PRODUCTION
10LAC20AP101-M01 | Boiler Feedwater Pump-1, Motor | 10LAC20AP101 | PRODUCTION |  | DIPL:CPV01-9250-1340-1355
20LAC20AP101KP | Boiler Feedwater Pump-1 | 20LAC20AP101 | PRODUCTION
20LAC20AP101-M01 | Boiler Feedwater Pump-1 , Motor | 20LAC20AP101 | PRODUCTION |  | DIPL:CPV01-9250-1340-1355
10LAC30AP101KP | Boiler Feedwater Pump-2 | 10LAC30AP101 | PRODUCTION
10LAC30AP101-M01 | Boiler Feedwater Pump-2, Motor | 10LAC30AP101 | PRODUCTION |  | DIPL:CPV01-9250-1340-1355
20LAC30AP101KP | Boiler Feedwater Pump-2 | 20LAC30AP101 | PRODUCTION
20LAC30AP101-M01 | Boiler Feedwater Pump-1 , Motor | 20LAC30AP101 | PRODUCTION |  | DIPL:CPV01-9250-1340-1355
10LAD10AA303KA | Globe valve | 10LAD10AA303 | PRODUCTION |  |  | SA105
20LAD10AA303KA | Globe valve | 20LAD10AA303 | PRODUCTION |  |  | SA105
10LAD10AA304KA | Globe valve | 10LAD10AA304 | PRODUCTION |  |  | SA105
20LAD10AA304KA | Globe valve | 20LAD10AA304 | PRODUCTION |  |  | SA105
10LAD10AA305KA | Globe valve | 10LAD10AA305 | PRODUCTION |  |  | SA105
20LAD10AA305KA | Globe valve | 20LAD10AA305 | PRODUCTION |  |  | SA105
10LAD10AA306KA | Globe valve | 10LAD10AA306 | PRODUCTION |  |  | SA105
20LAD10AA306KA | Globe valve | 20LAD10AA306 | PRODUCTION |  |  | SA105
10LAD10AA307KA | Globe valve | 10LAD10AA307 | PRODUCTION |  |  | SA105
20LAD10AA307KA | Globe valve | 20LAD10AA307 | PRODUCTION |  |  | SA105
10LAD10AA308KA | Globe valve | 10LAD10AA308 | PRODUCTION |  |  | SA105
20LAD10AA308KA | Globe valve | 20LAD10AA308 | PRODUCTION |  |  | SA105
10LAD10AA310KA | Globe valve | 10LAD10AA310 | PRODUCTION |  |  | SA105
20LAD10AA310KA | Globe valve | 20LAD10AA310 | PRODUCTION |  |  | SA105
10LAD10BR001MR | HP heater, SRV Vent Line | 10LAD10BR001 | PRODUCTION |  |  |  | A106 GrB
20LAD10BR001MR | HP heater, SRV Vent Line | 20LAD10BR001 | PRODUCTION |  |  |  | A106 GrB
10LAD10BR003MR | HP Heater, Operating Vent to Deaerator | 10LAD10BR003 | PRODUCTION |  |  |  | A106 GrB
20LAD10BR003MR | HP Heater, Operating Vent to Deaerator | 20LAD10BR003 | PRODUCTION |  |  |  | A106 GrB
10LAD10BR004MR | HP Heater, Drain Line | 10LAD10BR004 | PRODUCTION |  |  |  | A106 GrB
20LAD10BR004MR | HP Heater, Drain Line | 20LAD10BR004 | PRODUCTION |  |  |  | A106 GrB
10LAD10BR005MR | HP Heater, Drain Line | 10LAD10BR005 | PRODUCTION |  |  |  | A106 GrB
20LAD10BR005MR | HP Heater, Drain Line | 20LAD10BR005 | PRODUCTION |  |  |  | A106 GrB
10LAD10BR402MR | HP Heater, Drain Line | 10LAD10BR402 | PRODUCTION |  |  |  | A106 GrB
20LAD10BR402MR | HP Heater, Drain Line | 20LAD10BR402 | PRODUCTION |  |  |  | A106 GrB
10LAD10BR406MR | HP heater, SRV Vent Line Drain Line | 10LAD10BR406 | PRODUCTION |  |  |  | A106 GrB
20LAD10BR406MR | HP heater, SRV Vent Line Drain Line | 20LAD10BR406 | PRODUCTION |  |  |  | A106 GrB
10LAD10BR501MR | HP Heater, TRV Vent Line | 10LAD10BR501 | PRODUCTION |  |  |  | A106 GrB
20LAD10BR501MR | HP Heater, TRV Vent Line | 20LAD10BR501 | PRODUCTION |  |  |  | A106 GrB
10LAD10BR502MR | HP Heater, Vent Line | 10LAD10BR502 | PRODUCTION |  |  |  | A106 GrB
20LAD10BR502MR | HP Heater, Vent Line | 20LAD10BR502 | PRODUCTION |  |  |  | A106 GrB
10LAD10BR503MR | HP Heater, Shell Start-UP Vent | 10LAD10BR503 | PRODUCTION |  |  |  | A106 GrB
20LAD10BR503MR | HP Heater, Shell Start-UP Vent | 20LAD10BR503 | PRODUCTION |  |  |  | A106 GrB
10LAD10CP501QP | Pressure Gauge | 10LAD10CP501 | PRODUCTION |  |  | BSPG - V
10LAD10GA101-J01 | HP feedwater heating system, Junction box | 10LAD10GA101 | PRODUCTION
20LAD10GA101-J01 | HP feedwater heating system, Junction box | 20LAD10GA101 | PRODUCTION
10LAE10BR010MR | Feed water pipe to Spray desuperheaters | 10LAE10BR010 | PRODUCTION |  |  | DN 50 | SA106B
20LAE10BR010MR | Feed water pipe to Spray desuperheaters | 20LAE10BR010 | PRODUCTION |  |  | DN 50 | SA106B
10LAE11BR010MR | Spray water pipe to Attemperator 1 shut-off 2, left | 10LAE11BR010 | PRODUCTION |  |  | DN 40 | SA106B
20LAE11BR010MR | Spray water pipe to Attemperator 1 shut-off 2, left | 20LAE11BR010 | PRODUCTION |  |  | DN 40 | SA106B
10LAE11BR020MR | Attemperator 1 shut-off 2, left to Attemperator 1, left | 10LAE11BR020 | PRODUCTION |  |  | DN 40 | SA335P11
20LAE11BR020MR | Attemperator 1 shut-off 2, left to Attemperator 1, left | 20LAE11BR020 | PRODUCTION |  |  | DN 40 | SA335P11
10LAE11CG101-F01 | Limit switch | 10LAE11CG101 | PRODUCTION |  |  | Proximity Limit Switch
20LAE11CG101-F01 | Limit switch | 20LAE11CG101 | PRODUCTION |  |  | Proximity Limit Switch
10LAE11CG102-F01 | Limit switch | 10LAE11CG102 | PRODUCTION |  |  | Proximity Limit Switch
20LAE11CG102-F01 | Limit switch | 20LAE11CG102 | PRODUCTION |  |  | Proximity Limit Switch
10LAE21BR010MR | Spray water pipe to Attemperator 2 shut-off 2, right | 10LAE21BR010 | PRODUCTION |  |  | DN 40 | SA106B
20LAE21BR010MR | Spray water pipe to Attemperator 2 shut-off 2, right | 20LAE21BR010 | PRODUCTION |  |  | DN 40 | SA106B
10LAE21BR020MR | Attemperator 2 shut-off 2, right to Attemperator 2, right | 10LAE21BR020 | PRODUCTION |  |  | DN 40 | SA335P11
20LAE21BR020MR | Attemperator 2 shut-off 2, right to Attemperator 2, right | 20LAE21BR020 | PRODUCTION |  |  | DN 40 | SA335P11
10LAE21CG101-F01 | Limit switch | 10LAE21CG101 | PRODUCTION |  |  | Proximity Limit Switch
20LAE21CG101-F01 | Limit switch | 20LAE21CG101 | PRODUCTION |  |  | Proximity Limit Switch
10LAE21CG102-F01 | Limit switch | 10LAE21CG102 | PRODUCTION |  |  | Proximity Limit Switch
20LAE21CG102-F01 | Limit switch | 20LAE21CG102 | PRODUCTION |  |  | Proximity Limit Switch
20LAE40AA001KA | Gate Valve | 20LAE40AA001 | PRODUCTION |  |  | SICCA1500PCF | SA105
20LAE40AA003KA | Gate Valve | 20LAE40AA003 | PRODUCTION |  |  | SICCA1500PCF | SA105
10LAE40AA004KA | Non-Return Valve | 10LAE40AA004 | PRODUCTION |  |  | SA182 F22
20LAE40AA004KA | Non-Return Valve | 20LAE40AA004 | PRODUCTION |  |  | SA182 F22
10LAE40AT001KT | Feedwater System, Strainer | 10LAE40AT001 | PRODUCTION
20LAE40AT001KT | Feedwater System, Strainer | 20LAE40AT001 | PRODUCTION
10LAE40BR001MR | Feedwater System, BFP Discharge Header To Desuperheater | 10LAE40BR001 | PRODUCTION |  |  |  | A106 GrB
20LAE40BR001MR | Feedwater System, BFP Discharge Header To Desuperheater | 20LAE40BR001 | PRODUCTION |  |  |  | A106 GrB
10LAE40BR002MR | Feedwater System, Bypass BFP Discharge Header To Desuperheater | 10LAE40BR002 | PRODUCTION |  |  |  | A106 GrB
20LAE40BR002MR | Feedwater System, Bypass BFP Discharge Header To Desuperheater | 20LAE40BR002 | PRODUCTION |  |  |  | A106 GrB
10LAE40BR003MR | Feedwater System, BFP Discharge to Desuperheater D/S of NRV | 10LAE40BR003 | PRODUCTION |  |  |  | A335-P11
20LAE40BR003MR | Feedwater System, BFP Discharge to Desuperheater D/S of NRV | 20LAE40BR003 | PRODUCTION |  |  |  | A335-P11
20LAE45AA102KA | Gate Valve | 20LAE45AA102 | PRODUCTION |  |  | SA105
20LAE45AA104KA | Gate Valve | 20LAE45AA104 | PRODUCTION |  |  | SA105
20LAE45AA108KA | Non-Return Valve | 20LAE45AA108 | PRODUCTION |  |  | SICCA1500PCF | SA182 F22
10LAE45AA301KA | Globe valve | 10LAE45AA301 | PRODUCTION |  |  | SA105
20LAE45AA301KA | Globe valve | 20LAE45AA301 | PRODUCTION |  |  | SA105
10LAE45AA302KA | Globe valve | 10LAE45AA302 | PRODUCTION |  |  | SA105
20LAE45AA302KA | Globe valve | 20LAE45AA302 | PRODUCTION |  |  | SA105
10LAE45BR001MR | BFP Discharge Spray System to Aux. PRDS DSH | 10LAE45BR001 | PRODUCTION |  |  |  | A106 GrB
20LAE45BR001MR | BFP Discharge Spray System to AUX. PRDS DSH | 20LAE45BR001 | PRODUCTION |  |  |  | A106 GrB
10LAE45BR002MR | BFP Discharge Spray System to Aux. PRDS DSH D/S of NRV | 10LAE45BR002 | PRODUCTION |  |  |  | A335-P11
20LAE45BR002MR | BFP Discharge Spray System to AUX. PRDS DSH D/S of NRV | 20LAE45BR002 | PRODUCTION |  |  |  | A335-P11
10LAE45BR010MR | BFP Discharge Spray System to Aux. PRDS DSH Bypass | 10LAE45BR010 | PRODUCTION |  |  |  | A106 GrB
20LAE45BR010MR | BFP Discharge Spray System to AUX. PRDS DSH Bypass | 20LAE45BR010 | PRODUCTION |  |  |  | A106 GrB
10LAE45BR301MR | Press. Meas., BFP Discharge Spray System to Aux. PRDS DSH | 10LAE45BR301 | PRODUCTION |  |  |  | A106 GrB
20LAE45BR301MR | Press. Meas., BFP Discharge Spray System to AUX. PRDS DSH | 20LAE45BR301 | PRODUCTION |  |  |  | A106 GrB
20LBA10AA017KA | Main Steam Line To Turbine | 20LBA10AA017 | PRODUCTION |  |  | SA100 | SA 217 WC9
20LBA10AA017-M01 | Main steam line to Turbine | 20LBA10AA017 | PRODUCTION |  |  | SICCA 2500 GTC | SA 217 WC9
10LBA10AA018KA | Globe valve | 10LBA10AA018 | PRODUCTION |  |  | SA182 F91
20LBA10AA018KA | Globe valve | 20LBA10AA018 | PRODUCTION |  |  | SA182 F91
10LBA10AA301KA | Globe valve | 10LBA10AA301 | PRODUCTION |  |  | SA182 F91
20LBA10AA301KA | Globe valve | 20LBA10AA301 | PRODUCTION |  |  | SA182 F91
10LBA10AA302KA | Globe valve | 10LBA10AA302 | PRODUCTION |  |  | SA182 F91
20LBA10AA302KA | Globe valve | 20LBA10AA302 | PRODUCTION |  |  | SA182 F91
10LBA10AA303KA | Globe valve | 10LBA10AA303 | PRODUCTION |  |  | SA182 F91
20LBA10AA303KA | Globe valve | 20LBA10AA303 | PRODUCTION |  |  | SA182 F91
10LBA10AA304KA | Globe valve | 10LBA10AA304 | PRODUCTION |  |  | SA182 F91
20LBA10AA304KA | Globe valve | 20LBA10AA304 | PRODUCTION |  |  | SA182 F91
10LBA10AA305KA | Globe valve | 10LBA10AA305 | PRODUCTION |  |  | SA182 F91
20LBA10AA305KA | Globe valve | 20LBA10AA305 | PRODUCTION |  |  | SA182 F91
10LBA10AA306KA | Globe valve | 10LBA10AA306 | PRODUCTION |  |  | SA182 F91
20LBA10AA306KA | Globe valve | 20LBA10AA306 | PRODUCTION |  |  | SA182 F91
10LBA10AA307KA | Globe valve | 10LBA10AA307 | PRODUCTION |  |  | SA182 F91
20LBA10AA307KA | Globe valve | 20LBA10AA307 | PRODUCTION |  |  | SA182 F91
10LBA10AA308KA | Globe valve | 10LBA10AA308 | PRODUCTION |  |  | SA182 F91
20LBA10AA308KA | Globe valve | 20LBA10AA308 | PRODUCTION |  |  | SA182 F91
10LBA10AA309KA | Globe valve | 10LBA10AA309 | PRODUCTION |  |  | SA182 F91
20LBA10AA309KA | Globe valve | 20LBA10AA309 | PRODUCTION |  |  | SA182 F91
10LBA10AA310KA | Globe valve | 10LBA10AA310 | PRODUCTION |  |  | SA182 F91
20LBA10AA310KA | Globe valve | 20LBA10AA310 | PRODUCTION |  |  | SA182 F91
10LBA10AA311KA | Globe valve | 10LBA10AA311 | PRODUCTION |  |  | SA182 F91
20LBA10AA311KA | Globe valve | 20LBA10AA311 | PRODUCTION |  |  | SA182 F91
10LBA10AA312KA | Globe valve | 10LBA10AA312 | PRODUCTION |  |  | SA182 F91
20LBA10AA312KA | Globe valve | 20LBA10AA312 | PRODUCTION |  |  | SA182 F91
10LBA10AA313KA | Gate Valve | 10LBA10AA313 | PRODUCTION |  |  | SA182 F91
20LBA10AA313KA | Gate Valve | 20LBA10AA313 | PRODUCTION |  |  | SA182 F91
10LBA10AA314KA | Gate Valve | 10LBA10AA314 | PRODUCTION |  |  | SA182 F91
20LBA10AA314KA | Gate Valve | 20LBA10AA314 | PRODUCTION |  |  | SA182 F91
10LBA10AA315KA | Gate Valve | 10LBA10AA315 | PRODUCTION |  |  | SA182 F91
20LBA10AA315KA | Gate Valve | 20LBA10AA315 | PRODUCTION |  |  | SA182 F91
10LBA10AA316KA | Gate Valve | 10LBA10AA316 | PRODUCTION |  |  | SA182 F91
20LBA10AA316KA | Gate Valve | 20LBA10AA316 | PRODUCTION |  |  | SA182 F91
10LBA10AA501KA | Gate Valve | 10LBA10AA501 | PRODUCTION |  |  | SA182 F91
20LBA10AA501KA | Gate Valve | 20LBA10AA501 | PRODUCTION |  |  | SA182 F91
10LBA10AA503KA | Gate Valve | 10LBA10AA503 | PRODUCTION |  |  | SA182 F91
20LBA10AA503KA | Gate Valve | 20LBA10AA503 | PRODUCTION |  |  | SA182 F91
10LBA10AA505KA | Gate Valve | 10LBA10AA505 | PRODUCTION |  |  | SA182 F91
20LBA10AA505KA | Gate Valve | 20LBA10AA505 | PRODUCTION |  |  | SA182 F91
10LBA10BR001MR | Main Steam Line | 10LBA10BR001 | PRODUCTION |  |  |  | A335-P22
20LBA10BR001MR | Main Steam Line | 20LBA10BR001 | PRODUCTION |  |  |  | A335-P22
10LBA10BR005MR | Warm Up line for turbine bypass valve from main steam line | 10LBA10BR005 | PRODUCTION |  |  |  | A335-P22
20LBA10BR005MR | Warm Up line for turbine bypass valve from main steam line | 20LBA10BR005 | PRODUCTION |  |  |  | A335-P22
10LBA10BR010MR | Superheaters to Main steam to turbine (SP) | 10LBA10BR010 | PRODUCTION |  |  | DN 300 | A335-P22
20LBA10BR010MR | Superheaters to Main steam to turbine (SP) | 20LBA10BR010 | PRODUCTION |  |  | DN 300 | A335-P22
10LBA10BR011MR | Pressure Equalizing Line after control valve | 10LBA10BR011 | PRODUCTION |  |  |  | A335-P22
20LBA10BR011MR | Pressure Equalizing Line after control valve | 20LBA10BR011 | PRODUCTION |  |  |  | A335-P22
10LBA10BR020MR | Motor valve to Body pressure relief valve | 10LBA10BR020 | PRODUCTION
20LBA10BR020MR | Motor valve to Body pressure relief valve | 20LBA10BR020 | PRODUCTION
10LBA10BR021MR | ESV Leak Off Line to Atmosphere | 10LBA10BR021 | PRODUCTION |  |  |  | A335-P22
20LBA10BR021MR | ESV Leak Off Line to Atmosphere | 20LBA10BR021 | PRODUCTION |  |  |  | A335-P22
10LBA10BR150MR | Main Steam Line Drain 1 (Drain System) | 10LBA10BR150 | PRODUCTION |  |  |  | A335-P22
20LBA10BR150MR | Main Steam Line Drain 1 (Drain System) | 20LBA10BR150 | PRODUCTION |  |  |  | A335-P22
10LBA10BR152MR | Main Steam Line Drain 2 (Drain System) | 10LBA10BR152 | PRODUCTION |  |  |  | A335-P22
20LBA10BR152MR | Main Steam Line Drain 2 (Drain System) | 20LBA10BR152 | PRODUCTION |  |  |  | A335-P22
10LBA10BR153MR | Main Steam Line Drain 3 (Drain System) | 10LBA10BR153 | PRODUCTION |  |  |  | A335-P22
20LBA10BR153MR | Main Steam Line Drain 3 (Drain System) | 20LBA10BR153 | PRODUCTION |  |  |  | A335-P22
10LBA10BR301MR | Pressure Measurement for Flow Nozzle | 10LBA10BR301 | PRODUCTION |  |  |  | A335-P22
20LBA10BR301MR | Pressure Measurement for Flow Nozzle | 20LBA10BR301 | PRODUCTION |  |  |  | A335-P22
10LBA10BR303MR | Pressure Measurement for Flow Nozzle | 10LBA10BR303 | PRODUCTION |  |  |  | A335-P22
20LBA10BR303MR | Pressure Measurement for Flow Nozzle | 20LBA10BR303 | PRODUCTION |  |  |  | A335-P22
10LBA10BR305MR | Pressure Measurement | 10LBA10BR305 | PRODUCTION |  |  |  | A335-P22
20LBA10BR305MR | Pressure Measurement | 20LBA10BR305 | PRODUCTION |  |  |  | A335-P22
10LBA10BR307MR | Pressure Measurement | 10LBA10BR307 | PRODUCTION |  |  |  | A335-P22
20LBA10BR307MR | Pressure Measurement | 20LBA10BR307 | PRODUCTION |  |  |  | A335-P22
10LBA10BR309MR | Pressure Measurement | 10LBA10BR309 | PRODUCTION |  |  |  | A335-P22
20LBA10BR309MR | Pressure Measurement | 20LBA10BR309 | PRODUCTION |  |  |  | A335-P22
10LBA10BR311MR | Pressure Measurement | 10LBA10BR311 | PRODUCTION |  |  |  | A335-P22
20LBA10BR311MR | Pressure Measurement | 20LBA10BR311 | PRODUCTION |  |  |  | A335-P22
10LBA10BR320MR | Sampling Line from main steam line | 10LBA10BR320 | PRODUCTION |  |  |  | A335-P22
20LBA10BR320MR | Sampling Line from main steam line | 20LBA10BR320 | PRODUCTION |  |  |  | A335-P22
10LBA10BR321MR | Sampling Line from main steam line | 10LBA10BR321 | PRODUCTION |  |  |  | A335-P22
20LBA10BR321MR | Sampling Line from main steam line | 20LBA10BR321 | PRODUCTION |  |  |  | A335-P22
10LBA10BR401MR | Drain Pot 1 | 10LBA10BR401 | PRODUCTION |  |  |  | A335-P22
20LBA10BR401MR | Drain Pot 1 | 20LBA10BR401 | PRODUCTION |  |  |  | A335-P22
10LBA10BR402MR | Drain Pot 2 | 10LBA10BR402 | PRODUCTION |  |  |  | A335-P22
20LBA10BR402MR | Drain Pot 2 | 20LBA10BR402 | PRODUCTION |  |  |  | A335-P22
10LBA10BR403MR | Drain Pot 3 | 10LBA10BR403 | PRODUCTION |  |  |  | A335-P22
20LBA10BR403MR | Drain Pot 3 | 20LBA10BR403 | PRODUCTION |  |  |  | A335-P22
10LBA10BR501MR | Hydrotest Vent-1 (Cut and Cap after hydrotest) | 10LBA10BR501 | PRODUCTION |  |  |  | A335-P22
20LBA10BR501MR | Hydrotest Vent-1 (Cut and Cap after hydrotest) | 20LBA10BR501 | PRODUCTION |  |  |  | A335-P22
10LBA10BR502MR | Hydrotest Vent-2 (Cut and Cap after hydrotest) | 10LBA10BR502 | PRODUCTION |  |  |  | A335-P22
20LBA10BR502MR | Hydrotest Vent-2 (Cut and Cap after hydrotest) | 20LBA10BR502 | PRODUCTION |  |  |  | A335-P22
10LBA10BR503MR | Hydrotest Vent-3 (Cut and Cap after hydrotest) | 10LBA10BR503 | PRODUCTION |  |  |  | A335-P22
20LBA10BR503MR | Hydrotest Vent-3 (Cut and Cap after hydrotest) | 20LBA10BR503 | PRODUCTION |  |  |  | A335-P22
10LBA10FX011MR | governor ready (B004.05) | 10LBA10FX011 | PRODUCTION
20LBA10FX011MR | governor ready (B004.05) | 20LBA10FX011 | PRODUCTION
10LBA13BR010MR | Live steam pipe to Safety valve 1 | 10LBA13BR010 | PRODUCTION |  |  | DN 65 | SA335P91
20LBA13BR010MR | Live steam pipe to Safety valve 1 | 20LBA13BR010 | PRODUCTION |  |  | DN 65 | SA335P91
20LBA30AA101KA | Steam blowing to Atmosphere | 20LBA30AA101 | PRODUCTION |  |  | SA50 | SA216-WCB
20LBA30AA101-M01 | Steam blowing to Atmosphere | 20LBA30AA101 | PRODUCTION |  |  | SICA 600 GTC | SA216-WCB
10LBA30BR001MR | Blowing Steam to Atmosphere | 10LBA30BR001 | PRODUCTION |  |  |  | A106 GrB
20LBA30BR001MR | Blowing Steam to Atmosphere | 20LBA30BR001 | PRODUCTION |  |  |  | A106 GrB
10LBF26AA102KA | Downstream line control valve | 10LBF26AA102 | PRODUCTION
20LBF26AA102KA | Control valve | 20LBF26AA102 | PRODUCTION
10LBF26CT001QB | Temperature transmitter | 10LBF26CT001 | PRODUCTION
10LBF26CT001-U01 | Temperature transmitter | 10LBF26CT001 | PRODUCTION
20LBF26CT001QB | Temperature transmitter | 20LBF26CT001 | PRODUCTION
20LBF26CT001-U01 | Resistance Temperature Detector with Head mounted transmitter (Pt100) | 20LBF26CT001 | PRODUCTION
10LBF26CT501QP | Temperature gauge | 10LBF26CT501 | PRODUCTION
20LBF26CT501QP | Temperature gauge | 20LBF26CT501 | PRODUCTION
10LBF50AA501KA | Gate Valve | 10LBF50AA501 | PRODUCTION |  |  | SA182 F22
20LBF50AA501KA | Gate Valve | 20LBF50AA501 | PRODUCTION |  |  | SA182 F22
10LBF50AA502KA | Globe valve | 10LBF50AA502 | PRODUCTION |  |  | SA182 F91
20LBF50AA502KA | Globe valve | 20LBF50AA502 | PRODUCTION |  |  | SA182 F91
10LBF50AA503KA | Globe valve | 10LBF50AA503 | PRODUCTION |  |  | SA182 F91
20LBF50AA503KA | Globe valve | 20LBF50AA503 | PRODUCTION |  |  | SA182 F91
10LBF50AA504KA | Globe valve | 10LBF50AA504 | PRODUCTION |  |  | SA105
20LBF50AA504KA | Globe valve | 20LBF50AA504 | PRODUCTION |  |  | SA105
10LBF50BR001MR | Turbine Bypass Steam Line | 10LBF50BR001 | PRODUCTION |  |  |  | A335-P22
20LBF50BR001MR | Turbine Bypass Steam Line | 20LBF50BR001 | PRODUCTION |  |  |  | A335-P22
10LBF50BR501MR | Vent , Bypass Valve | 10LBF50BR501 | PRODUCTION |  |  |  | A335-P22
20LBF50BR501MR | Vent , Bypass Valve | 20LBF50BR501 | PRODUCTION |  |  |  | A335-P22
10LBF60BR001MR | Bypass Valve downstream steam to condenser | 10LBF60BR001 | PRODUCTION |  |  |  | A691-1.25Cr
20LBF60BR001MR | Bypass Valve downstream steam to condenser | 20LBF60BR001 | PRODUCTION |  |  |  | A691-1.25Cr
10LBF60BR002MR | Bypass Valve downstream steam to condenser | 10LBF60BR002 | PRODUCTION |  |  |  | A672-C60
20LBF60BR002MR | Bypass Valve downstream steam to condenser | 20LBF60BR002 | PRODUCTION |  |  |  | A672-C60
10LBG10AA077KA | AUX steam, ball valve | 10LBG10AA077 | PRODUCTION
20LBG10AA077KA | Ball valve | 20LBG10AA077 | PRODUCTION
20LBG10AA105KA | Globe valve | 20LBG10AA105 | PRODUCTION |  |  | SICCA2500GLF | SA182 F22
20LBG10AA107KA | Gate Valve | 20LBG10AA107 | PRODUCTION |  |  | SICCA300GTC | SA217 Gr WC6
10LBG10AA302KA | Globe valve | 10LBG10AA302 | PRODUCTION |  |  | SA182 F22
20LBG10AA302KA | Globe valve | 20LBG10AA302 | PRODUCTION |  |  | SA182 F22
10LBG10AA303KA | Globe valve | 10LBG10AA303 | PRODUCTION |  |  | SA182 F22
20LBG10AA303KA | Globe valve | 20LBG10AA303 | PRODUCTION |  |  | SA182 F22
10LBG10AA314KA | Globe valve | 10LBG10AA314 | PRODUCTION |  |  | SA105
20LBG10AA314KA | Globe valve | 20LBG10AA314 | PRODUCTION |  |  | SA105
10LBG10AA315KA | Globe valve | 10LBG10AA315 | PRODUCTION |  |  | SA105
20LBG10AA315KA | Globe valve | 20LBG10AA315 | PRODUCTION |  |  | SA105
10LBG10AA501KA | Gate Valve | 10LBG10AA501 | PRODUCTION |  |  | SA182 F22
20LBG10AA501KA | Gate Valve | 20LBG10AA501 | PRODUCTION |  |  | SA182 F22
10LBG10AA502KA | Gate Valve | 10LBG10AA502 | PRODUCTION |  |  | SA105
20LBG10AA502KA | Gate Valve | 20LBG10AA502 | PRODUCTION |  |  | SA105
00LBG10BR001MR | Auxiliary Steam Header | 00LBG10BR001 | PRODUCTION |  |  |  | A106 GrB
10LBG10BR001MR | Aux Steam Inlet (Before PCV) | 10LBG10BR001 | PRODUCTION |  |  |  | A335-P22
20LBG10BR001MR | AUX Steam Inlet (Before PCV) | 20LBG10BR001 | PRODUCTION |  |  |  | A335-P22
10LBG10BR002MR | Aux PRDS After PCV | 10LBG10BR002 | PRODUCTION |  |  |  | A335-P11
20LBG10BR002MR | AUX PRDS After PCV | 20LBG10BR002 | PRODUCTION |  |  |  | A335-P11
10LBG10BR003MR | PRDS, After Desuperheater line | 10LBG10BR003 | PRODUCTION |  |  |  | A106 GrB
20LBG10BR003MR | PRDS, After Desuperheater line | 20LBG10BR003 | PRODUCTION |  |  |  | A106 GrB
10LBG10BR004MR | PRDS, aux Steam Supply to Ejector steam Header | 10LBG10BR004 | PRODUCTION |  |  |  | A106 GrB
20LBG10BR004MR | PRDS, AUX Steam Supply to Ejector steam Header | 20LBG10BR004 | PRODUCTION |  |  |  | A106 GrB
10LBG10BR010MR | Aux Steam Inlet (Before Bypass PCV) | 10LBG10BR010 | PRODUCTION |  |  |  | A335-P22
20LBG10BR010MR | AUX Steam Inlet (Before Bypass PCV) | 20LBG10BR010 | PRODUCTION |  |  |  | A335-P22
10LBG10BR011MR | Aux PRDS (After Bypass PCV) | 10LBG10BR011 | PRODUCTION |  |  |  | A335-P11
20LBG10BR011MR | AUX PRDS (After Bypass PCV) | 20LBG10BR011 | PRODUCTION |  |  |  | A335-P11
10LBG10BR110MR | Aux. PRDS, Safety Valve Inlet | 10LBG10BR110 | PRODUCTION |  |  |  | A106 GrB
20LBG10BR110MR | AUX. PRDS, Safety Valve Inlet | 20LBG10BR110 | PRODUCTION |  |  |  | A106 GrB
10LBG10BR111MR | Aux. PRDS, Safety Valve Outlet | 10LBG10BR111 | PRODUCTION |  |  |  | A106 GrB
20LBG10BR111MR | AUX. PRDS, Safety Valve Outlet | 20LBG10BR111 | PRODUCTION |  |  |  | A106 GrB
10LBG10BR150MR | Drain Before Aux. PRDS (Aux. PRDS) | 10LBG10BR150 | PRODUCTION |  |  |  | A335-P22
20LBG10BR150MR | Drain Before AUX. PRDS (AUX. PRDS) | 20LBG10BR150 | PRODUCTION |  |  |  | A335-P22
10LBG10BR151MR | Drain After AUX. PRDS PCV | 10LBG10BR151 | PRODUCTION
20LBG10BR151MR | Drain After AUX. PRDS PCV | 20LBG10BR151 | PRODUCTION
10LBG10BR152MR | Drain After AUX. PRDS Desuperheater | 10LBG10BR152 | PRODUCTION
20LBG10BR152MR | Drain After AUX. PRDS Desuperheater | 20LBG10BR152 | PRODUCTION
10LBG10BR155MR | Aux. Steam Inlet to Ejector System Drain | 10LBG10BR155 | PRODUCTION |  |  |  | A106 GrB
20LBG10BR155MR | AUX. Steam Inlet to Ejector System Drain | 20LBG10BR155 | PRODUCTION |  |  |  | A106 GrB
10LBG10BR301MR | Pressure Measurement, Aux Steam Inlet (Before PCV) | 10LBG10BR301 | PRODUCTION |  |  |  | A335-P22
20LBG10BR301MR | Pressure Measurement, AUX Steam Inlet (Before PCV) | 20LBG10BR301 | PRODUCTION |  |  |  | A335-P22
10LBG10BR314MR | Pressure Measurement, PRDS (After Desuperheater line) | 10LBG10BR314 | PRODUCTION |  |  |  | A106 GrB
20LBG10BR314MR | Pressure Measurement, PRDS (After Desuperheater line) | 20LBG10BR314 | PRODUCTION |  |  |  | A106 GrB
10LBG10BR315MR | Pressure Measurement, PRDS (After Desuperheater line) | 10LBG10BR315 | PRODUCTION |  |  |  | A106 GrB
20LBG10BR315MR | Pressure Measurement, PRDS (After Desuperheater line) | 20LBG10BR315 | PRODUCTION |  |  |  | A106 GrB
00LBG10BR401MR | Auxiliary Steam Header, Drain line | 00LBG10BR401 | PRODUCTION |  |  |  | A106 GrB
00LBG10BR501MR | Auxiliary Steam Header, Vent line | 00LBG10BR501 | PRODUCTION |  |  |  | A106 GrB
10LBG10BR501MR | Safety Valve Discharge | 10LBG10BR501 | PRODUCTION |  |  |  | A106 GrB
20LBG10BR501MR | Safety Valve Discharge | 20LBG10BR501 | PRODUCTION |  |  |  | A106 GrB
10LBG10BR502MR | Aux. Steam to Ejector, Hydrotest Vent | 10LBG10BR502 | PRODUCTION |  |  |  | A106 GrB
20LBG10BR502MR | AUX. Steam to Ejector, Hydrotest Vent | 20LBG10BR502 | PRODUCTION |  |  |  | A106 GrB
10LBG10GA101-J01 | Auxiliary steam piping system, Junction box | 10LBG10GA101 | PRODUCTION
20LBG10GA101-J01 | Auxiliary steam piping system, Junction box | 20LBG10GA101 | PRODUCTION
10LBG20AA101KA | Gate Valve | 10LBG20AA101 | PRODUCTION |  |  | SA216 Gr WCB
20LBG20AA101KA | Gate Valve | 20LBG20AA101 | PRODUCTION |  |  | SA216 Gr WCB
10LBG20BR001MR | Auxiliary Steam Header for Intial Heating | 10LBG20BR001 | PRODUCTION |  |  |  | A106 GrB
20LBG20BR001MR | Auxiliary Steam Header for Intial Heating | 20LBG20BR001 | PRODUCTION |  |  |  | A106 GrB
10LBG30BR010MR | LP-steam from BoP (SP) to Overfire air steam preheater, Boiler 1 | 10LBG30BR010 | PRODUCTION |  |  | DN 200 | SA 106B
20LBG30BR010MR | LP-steam from BoP (SP) to Overfire air steam preheater, Boiler 1 | 20LBG30BR010 | PRODUCTION |  |  | DN 200 | SA 106B
10LBG30BR011MR | Reducing to Overfire air preheater | 10LBG30BR011 | PRODUCTION |  |  | DN 200 | SA 106B
20LBG30BR011MR | Reducing to Overfire air preheater | 20LBG30BR011 | PRODUCTION |  |  | DN 200 | SA 106B
10LBG30BR901MR | LP steam to secondary air SCAH to Drain | 10LBG30BR901 | PRODUCTION |  |  |  | SA 106B
20LBG30BR901MR | LP steam to secondary air SCAH to Drain | 20LBG30BR901 | PRODUCTION |  |  |  | SA 106B
10LBG30BR902MR | Auxiliary steam piping system | 10LBG30BR902 | PRODUCTION
20LBG30BR902MR | LP steam line | 20LBG30BR902 | PRODUCTION
10LBG31BR010MR | LP steam to Vent | 10LBG31BR010 | PRODUCTION |  |  | DN 25 | SA 106B
20LBG31BR010MR | LP steam to Vent | 20LBG31BR010 | PRODUCTION |  |  | DN 25 | SA 106B
10LBG40BR010MR | LP steam to Primary air preheater | 10LBG40BR010 | PRODUCTION |  |  | DN 150 | SA 106B
20LBG40BR010MR | LP steam to Primary air preheater | 20LBG40BR010 | PRODUCTION |  |  | DN 150 | SA 106B
10LBG40BR901MR | Drip leg to Draining | 10LBG40BR901 | PRODUCTION |  |  |  | SA 106B
20LBG40BR901MR | Drip leg to Draining | 20LBG40BR901 | PRODUCTION |  |  |  | SA 106B
10LBG41BR010MR | LP steam to Vent | 10LBG41BR010 | PRODUCTION |  |  | DN 25 | SA 106B
20LBG41BR010MR | LP steam to Vent | 20LBG41BR010 | PRODUCTION |  |  | DN 25 | SA 106B
10LBG50AA101KA | Globe valve | 10LBG50AA101 | PRODUCTION |  |  | SA105
20LBG50AA101KA | Globe valve | 20LBG50AA101 | PRODUCTION |  |  | SA105
10LBG50BR010MR | Low pressure steam to Extinguishing steam | 10LBG50BR010 | PRODUCTION |  |  | DN 80 | SA 106B
20LBG50BR010MR | Low pressure steam to Extinguishing steam | 20LBG50BR010 | PRODUCTION |  |  | DN 80 | SA 106B
10LBG50BR020MR | Extinguishing steam to | 10LBG50BR020 | PRODUCTION |  |  | DN 50 | SA 106B
20LBG50BR020MR | Extinguishing steam to | 20LBG50BR020 | PRODUCTION |  |  | DN 50 | SA 106B
10LBG50BR021MR | Extinguishing steam to | 10LBG50BR021 | PRODUCTION |  |  | DN 50 | SA 106B
20LBG50BR021MR | Extinguishing steam to | 20LBG50BR021 | PRODUCTION |  |  | DN 50 | SA 106B
10LBG50BR022MR | Extinguishing steam to | 10LBG50BR022 | PRODUCTION |  |  | DN 25 | SA 106B
20LBG50BR022MR | Extinguishing steam to | 20LBG50BR022 | PRODUCTION |  |  | DN 25 | SA 106B
10LBG50BR023MR | Extinguishing steam to | 10LBG50BR023 | PRODUCTION |  |  | DN 25 | SA 106B
20LBG50BR023MR | Extinguishing steam to | 20LBG50BR023 | PRODUCTION |  |  | DN 25 | SA 106B
10LBG50BR030MR | Extinguishing steam to | 10LBG50BR030 | PRODUCTION |  |  | DN 50 | SA 106B
20LBG50BR030MR | Extinguishing steam to | 20LBG50BR030 | PRODUCTION |  |  | DN 50 | SA 106B
10LBG50BR031MR | Extinguishing steam to | 10LBG50BR031 | PRODUCTION |  |  | DN 50 | SA 106B
20LBG50BR031MR | Extinguishing steam to | 20LBG50BR031 | PRODUCTION |  |  | DN 50 | SA 106B
10LBG50BR032MR | Extinguishing steam to | 10LBG50BR032 | PRODUCTION |  |  | DN 25 | SA 106B
20LBG50BR032MR | Extinguishing steam to | 20LBG50BR032 | PRODUCTION |  |  | DN 25 | SA 106B
10LBG50BR033MR | Extinguishing steam to | 10LBG50BR033 | PRODUCTION |  |  | DN 25 | SA 106B
20LBG50BR033MR | Extinguishing steam to | 20LBG50BR033 | PRODUCTION |  |  | DN 25 | SA 106B
10LBG50BR041MR | Extinguishing steam to | 10LBG50BR041 | PRODUCTION
20LBG50BR041MR | Extinguishing steam line | 20LBG50BR041 | PRODUCTION
10LBG50BR042MR | Extinguishing steam to | 10LBG50BR042 | PRODUCTION
20LBG50BR042MR | Extinguishing steam line | 20LBG50BR042 | PRODUCTION
10LBG50BR043MR | Extinguishing steam to | 10LBG50BR043 | PRODUCTION
20LBG50BR043MR | Extinguishing steam line | 20LBG50BR043 | PRODUCTION
10LBG50BR044MR | Extinguishing steam to | 10LBG50BR044 | PRODUCTION
20LBG50BR044MR | Extinguishing steam line | 20LBG50BR044 | PRODUCTION
10LBG50BR901MR | Extinguishing steam to Draining | 10LBG50BR901 | PRODUCTION |  |  | DN 25 | SA 106B
20LBG50BR901MR | Extinguishing steam to Draining | 20LBG50BR901 | PRODUCTION |  |  | DN 25 | SA 106B
10LBG51AB001KB | Steam Trap | 10LBG51AB001 | PRODUCTION
20LBG51AB001KB | Steam Trap | 20LBG51AB001 | PRODUCTION
10LBG51BR010MR | Extinguishing steam to Draining | 10LBG51BR010 | PRODUCTION |  |  | DN 25 | SA 106B
20LBG51BR010MR | Extinguishing steam to Draining | 20LBG51BR010 | PRODUCTION |  |  | DN 25 | SA 106B
10LBG51BR020MR | Extinguishing steam to Steam trap | 10LBG51BR020 | PRODUCTION |  |  | DN 25 | SA 106B
20LBG51BR020MR | Extinguishing steam to Steam trap | 20LBG51BR020 | PRODUCTION |  |  | DN 25 | SA 106B
10LBG61BR010MR | Coupling (general) to Boiler silo 1 | 10LBG61BR010 | PRODUCTION |  |  | DN 80 | SA312 TP304L
20LBG61BR010MR | Coupling (general) to Boiler silo 1 | 20LBG61BR010 | PRODUCTION |  |  | DN 80 | SA312 TP304L
10LBG62BR010MR | Coupling (general) to Boiler silo 2 | 10LBG62BR010 | PRODUCTION |  |  | DN 80 | SA312 TP304L
20LBG62BR010MR | Coupling (general) to Boiler silo 2 | 20LBG62BR010 | PRODUCTION |  |  | DN 80 | SA312 TP304L
10LBH10BR010MR | Live steam pipe to Motor valve, start-up shut-off | 10LBH10BR010 | PRODUCTION |  |  | DN 100 | SA335P91
20LBH10BR010MR | Live steam pipe to Motor valve, start-up shut-off | 20LBH10BR010 | PRODUCTION |  |  | DN 100 | SA335P91
10LBH10BR020MR | Motor valve, start-up shut-off to Safety valve silencer | 10LBH10BR020 | PRODUCTION |  |  | DN 200 | SA335P22
20LBH10BR020MR | Motor valve, start-up shut-off to Safety valve silencer | 20LBH10BR020 | PRODUCTION |  |  | DN 200 | SA335P22
10LBH15AA109KA | Gate Valve | 10LBH15AA109 | PRODUCTION |  |  | SA216 Gr WCB
20LBH15AA109KA | Gate Valve | 20LBH15AA109 | PRODUCTION |  |  | SA216 Gr WCB
10LBH15AA110KA | Non-Return Valve | 10LBH15AA110 | PRODUCTION |  |  | SA216 Gr WCB
20LBH15AA110KA | Non-Return Valve | 20LBH15AA110 | PRODUCTION |  |  | SA216 Gr WCB
10LBH15AA501KA | Globe valve | 10LBH15AA501 | PRODUCTION |  |  | SA182 F91
20LBH15AA501KA | Globe valve | 20LBH15AA501 | PRODUCTION |  |  | SA182 F91
10LBH15AA502KA | Globe valve | 10LBH15AA502 | PRODUCTION |  |  | SA182 F91
20LBH15AA502KA | Globe valve | 20LBH15AA502 | PRODUCTION |  |  | SA182 F91
20LBH15AA903KA | Gate Valve | 20LBH15AA903 | PRODUCTION |  |  | SICCA300GTC | SA217 Gr WC6
20LBH15AA906KA | Gate Valve | 20LBH15AA906 | PRODUCTION |  |  | SICCA300GTC | SA217 Gr WC6
10LBH15AA912KA | Globe valve | 10LBH15AA912 | PRODUCTION |  |  | SA105
20LBH15AA912KA | Globe valve | 20LBH15AA912 | PRODUCTION |  |  | SA105
10LBH15AA916KA | Gate Valve | 10LBH15AA916 | PRODUCTION |  |  | SA216 Gr WCB
20LBH15AA916KA | Gate Valve | 20LBH15AA916 | PRODUCTION |  |  | SA216 Gr WCB
20LBH15AA917KA | Non-Return Valve | 20LBH15AA917 | PRODUCTION |  |  | SICCA150SCC | SA216 Gr WCB
10LBH15AA918KA | Gate Valve | 10LBH15AA918 | PRODUCTION |  |  | SA216 Gr WCB
20LBH15AA918KA | Gate Valve | 20LBH15AA918 | PRODUCTION |  |  | SA216 Gr WCB
20LBH15AA919KA | Non-Return Valve | 20LBH15AA919 | PRODUCTION |  |  | SICCA150SCC | SA216 Gr WCB
10LBH15BR001MR | Deaerator Pegging Steam PRDS Line before PCV | 10LBH15BR001 | PRODUCTION |  |  |  | A335-P22
20LBH15BR001MR | Deaerator Pegging Steam PRDS Line before PCV | 20LBH15BR001 | PRODUCTION |  |  |  | A335-P22
10LBH15BR002MR | Deaerator Pegging Steam PRDS Line after PCV | 10LBH15BR002 | PRODUCTION |  |  |  | A335-P11
20LBH15BR002MR | Deaerator Pegging Steam PRDS Line after PCV | 20LBH15BR002 | PRODUCTION |  |  |  | A335-P11
10LBH15BR003MR | Deaerator Pegging Steam PRDS Line after PCV | 10LBH15BR003 | PRODUCTION |  |  |  | A106 GrB
20LBH15BR003MR | Deaerator Pegging Steam PRDS Line after PCV | 20LBH15BR003 | PRODUCTION |  |  |  | A106 GrB
10LBH15BR004MR | Deaerator Pegging Steam PRDS Line before Bypass PCV | 10LBH15BR004 | PRODUCTION |  |  |  | A335-P22
20LBH15BR004MR | Deaerator Pegging Steam PRDS Line before Bypass PCV | 20LBH15BR004 | PRODUCTION |  |  |  | A335-P22
10LBH15BR005MR | Deaerator Pegging Steam PRDS Line after Bypass PCV | 10LBH15BR005 | PRODUCTION |  |  |  | A335-P11
20LBH15BR005MR | Deaerator Pegging Steam PRDS Line after Bypass PCV | 20LBH15BR005 | PRODUCTION |  |  |  | A335-P11
10LBH15BR006MR | Initial Heating Line to Feedwater Storage Tank | 10LBH15BR006 | PRODUCTION |  |  |  | A106 GrB
20LBH15BR006MR | Initial Heating Line to Feedwater Storage Tank | 20LBH15BR006 | PRODUCTION |  |  |  | A106 GrB
10LBH15BR007MR | Main Steam Supply To Deaerator System | 10LBH15BR007 | PRODUCTION |  |  |  | A106 GrB
20LBH15BR007MR | Main Steam Supply To Deaerator System | 20LBH15BR007 | PRODUCTION |  |  |  | A106 GrB
10LBH15BR010MR | Steam to SCAPH | 10LBH15BR010 | PRODUCTION |  |  |  | A106 GrB
20LBH15BR010MR | Steam to SCAPH | 20LBH15BR010 | PRODUCTION |  |  |  | A106 GrB
10LBH15BR101MR | Steam to SCAPH | 10LBH15BR101 | PRODUCTION
20LBH15BR101MR | Steam to SCAPH | 20LBH15BR101 | PRODUCTION
10LBH15BR150MR | Drain Before Pegging PRDS (Deaerator System) | 10LBH15BR150 | PRODUCTION
20LBH15BR150MR | Drain Before Pegging PRDS (Deaerator System) | 20LBH15BR150 | PRODUCTION
10LBH15BR151MR | Steam to SCAPH Line Drain | 10LBH15BR151 | PRODUCTION |  |  |  | A106 GrB
20LBH15BR151MR | Steam to SCAPH Line Drain | 20LBH15BR151 | PRODUCTION |  |  |  | A106 GrB
10LBH15BR152MR | After DSH. Pegging PRDS Drain | 10LBH15BR152 | PRODUCTION
20LBH15BR152MR | After DSH. Pegging PRDS Drain | 20LBH15BR152 | PRODUCTION
10LBH15BR153MR | Line Drain for Initial Heating Drain | 10LBH15BR153 | PRODUCTION
20LBH15BR153MR | Line Drain for Initial Heating Drain | 20LBH15BR153 | PRODUCTION
10LBH15BR303MR | Pressure Measurement, Bleed to Deaerator | 10LBH15BR303 | PRODUCTION |  |  |  | A106 GrB
20LBH15BR303MR | Pressure Measurement, Bleed to Deaerator | 20LBH15BR303 | PRODUCTION |  |  |  | A106 GrB
10LBH15BR401MR | Drain Pot, Steam to SCAPH from pegging station | 10LBH15BR401 | PRODUCTION |  |  |  | A106 GrB
20LBH15BR401MR | Drain Pot, Steam to SCAPH from pegging station | 20LBH15BR401 | PRODUCTION |  |  |  | A106 GrB
10LBH15BR501MR | Vent, Pegging Steam Deaerator | 10LBH15BR501 | PRODUCTION |  |  |  | A335-P22
20LBH15BR501MR | Vent, Pegging Steam Deaerator | 20LBH15BR501 | PRODUCTION |  |  |  | A335-P22
10LBH15BR908MR | Safety Valve Inlet Line | 10LBH15BR908 | PRODUCTION |  |  |  | A106 GrB
20LBH15BR908MR | Safety Valve Inlet Line | 20LBH15BR908 | PRODUCTION |  |  |  | A106 GrB
10LBH15BR909MR | Safety Valve Outlet Line | 10LBH15BR909 | PRODUCTION |  |  |  | A106 GrB
20LBH15BR909MR | Safety Valve Outlet Line | 20LBH15BR909 | PRODUCTION |  |  |  | A106 GrB
10LBH15BR912MR | Pressure Measurement, Pegging Steam Deaerator | 10LBH15BR912 | PRODUCTION |  |  |  | A106 GrB
20LBH15BR912MR | Pressure Measurement, Pegging Steam Deaerator | 20LBH15BR912 | PRODUCTION |  |  |  | A106 GrB
10LBH15CP004QB | Deaerator initial heating line pressure | 10LBH15CP004 | PRODUCTION
10LBH15CP004-U01 | Deaerator initial heating line pressure | 10LBH15CP004 | PRODUCTION
20LBH15CP004QB | Deaerator initial heating line pressure | 20LBH15CP004 | PRODUCTION
10LBH15CT001QB | Deaerator initial heating line temperature | 10LBH15CT001 | PRODUCTION
10LBH15CT001-U01 | Deaerator initial heating line temperature | 10LBH15CT001 | PRODUCTION
20LBH15CT001QB | Deaerator initial heating line temperature | 20LBH15CT001 | PRODUCTION
20LBH15CT001-U01 | Deaerator initial heating line temperature | 20LBH15CT001 | PRODUCTION
10LBH50AA101KA | Globe valve | 10LBH50AA101 | PRODUCTION |  |  | SA182 F91
20LBH50AA101KA | Globe valve | 20LBH50AA101 | PRODUCTION |  |  | SA182 F91
20LBH50AA102KA | Start up vent | 20LBH50AA102 | PRODUCTION |  |  | SICCA2500GLC | SA217-WC9
20LBH50AA102-M01 | Start up vent | 20LBH50AA102 | PRODUCTION |  |  | SAR12 | SA217-WC9
10LBH50BR001MR | Start Up Vent upto motorized Valve | 10LBH50BR001 | PRODUCTION |  |  |  | A335-P22
20LBH50BR001MR | Start Up Vent upto motorized Valve | 20LBH50BR001 | PRODUCTION |  |  |  | A335-P22
10LBH50BR002MR | Start Up Vent after motorised Valve | 10LBH50BR002 | PRODUCTION |  |  |  | A335-P22
20LBH50BR002MR | Start Up Vent after motorised Valve | 20LBH50BR002 | PRODUCTION |  |  |  | A335-P22
20LBQ10AA008KA | Bleed Steam To Hp Heater | 20LBQ10AA008 | PRODUCTION |  |  | SICCA 300 GLC | SA216 GR WCB
20LBQ10AA008-M01 | Bleed Steam to HP heater | 20LBQ10AA008 | PRODUCTION |  |  | SAR25 | SA216 GR WCB
10LBQ10AA203KA | Solenoid Valve for Bleed 3 to HP Heater QCNRV | 10LBQ10AA203 | PRODUCTION
20LBQ10AA203KA | Solenoid Valve for Bleed 3 to HP Heater QCNRV | 20LBQ10AA203 | PRODUCTION
10LBQ10AA301KA | Globe valve | 10LBQ10AA301 | PRODUCTION |  |  | SA105
20LBQ10AA301KA | Globe valve | 20LBQ10AA301 | PRODUCTION |  |  | SA105
10LBQ10AA302KA | Globe valve | 10LBQ10AA302 | PRODUCTION |  |  | SA105
20LBQ10AA302KA | Globe valve | 20LBQ10AA302 | PRODUCTION |  |  | SA105
10LBQ10AA303KA | Globe valve | 10LBQ10AA303 | PRODUCTION |  |  | SA105
20LBQ10AA303KA | Globe valve | 20LBQ10AA303 | PRODUCTION |  |  | SA105
10LBQ10AA501KA | Globe valve | 10LBQ10AA501 | PRODUCTION |  |  | SA105
20LBQ10AA501KA | Globe valve | 20LBQ10AA501 | PRODUCTION |  |  | SA105
10LBQ10BR001MR | Bleed Steam to HP Heater | 10LBQ10BR001 | PRODUCTION |  |  |  | A106 GrB
20LBQ10BR001MR | Bleed Steam to HP Heater | 20LBQ10BR001 | PRODUCTION |  |  |  | A106 GrB
10LBQ10BR151MR | Bleed to HP Heater Drain 2 | 10LBQ10BR151 | PRODUCTION |  |  |  | A106 GrB
20LBQ10BR151MR | Bleed to HP Heater Drain 2 | 20LBQ10BR151 | PRODUCTION |  |  |  | A106 GrB
10LBQ10BR301MR | Pressure Measurement, Bleed Steam to HP Heater | 10LBQ10BR301 | PRODUCTION |  |  |  | A106 GrB
20LBQ10BR301MR | Pressure Measurement, Bleed Steam to HP Heater | 20LBQ10BR301 | PRODUCTION |  |  |  | A106 GrB
10LBQ10BR302MR | Pressure Measurement, Bleed Steam to HP Heater | 10LBQ10BR302 | PRODUCTION |  |  |  | A106 GrB
20LBQ10BR302MR | Pressure Measurement, Bleed Steam to HP Heater | 20LBQ10BR302 | PRODUCTION |  |  |  | A106 GrB
10LBQ10BR303MR | Pressure Measurement, Bleed Steam to HP Heater | 10LBQ10BR303 | PRODUCTION |  |  |  | A106 GrB
20LBQ10BR303MR | Pressure Measurement, Bleed Steam to HP Heater | 20LBQ10BR303 | PRODUCTION |  |  |  | A106 GrB
10LBQ10BR401MR | Drain Pot 1, Bleed Steam to HP Heater | 10LBQ10BR401 | PRODUCTION |  |  |  | A106 GrB
20LBQ10BR401MR | Drain Pot 1, Bleed Steam to HP Heater | 20LBQ10BR401 | PRODUCTION |  |  |  | A106 GrB
10LBQ10BR402MR | Drain Pot 2, Bleed Steam to HP Heater | 10LBQ10BR402 | PRODUCTION |  |  |  | A106 GrB
20LBQ10BR402MR | Drain Pot 2, Bleed Steam to HP Heater | 20LBQ10BR402 | PRODUCTION |  |  |  | A106 GrB
10LBQ10BR501MR | Hydrotest Vent, Bleed Steam to HP Heater | 10LBQ10BR501 | PRODUCTION |  |  |  | A106 GrB
20LBQ10BR501MR | Hydrotest Vent, Bleed Steam to HP Heater | 20LBQ10BR501 | PRODUCTION |  |  |  | A106 GrB
10LBQ10GA201-J01 | Extraction steam piping system for HP feedwater heating, Junction box | 10LBQ10GA201 | PRODUCTION
20LBQ10GA201-J01 | Extraction steam piping system for HP feedwater heating, Junction box | 20LBQ10GA201 | PRODUCTION
20LBS10AA003KA | Non-Return Valve | 20LBS10AA003 | PRODUCTION |  |  | SICCA150SCC | SA216 Gr WCB
20LBS10AA007KA | Bleed To Lp Heater | 20LBS10AA007 | PRODUCTION |  |  | SICCA150GTC | SA216WCB
20LBS10AA007-M01 | Bleed to LP heater | 20LBS10AA007 | PRODUCTION |  |  | SA25 | SA216WCB
10LBS10AA301KA | Globe valve | 10LBS10AA301 | PRODUCTION |  |  | SA105
20LBS10AA301KA | Globe valve | 20LBS10AA301 | PRODUCTION |  |  | SA105
10LBS10AA302KA | Globe valve | 10LBS10AA302 | PRODUCTION |  |  | SA105
20LBS10AA302KA | Globe valve | 20LBS10AA302 | PRODUCTION |  |  | SA105
10LBS10AA303KA | Globe valve | 10LBS10AA303 | PRODUCTION |  |  | SA105
20LBS10AA303KA | Globe valve | 20LBS10AA303 | PRODUCTION |  |  | SA105
00QKA02AC001-M01 | HVAC Cooling Tower -2 motor | 00QKA02AC001 | PRODUCTION
10LBS10BR001MR | Bleed to LP Heater from east nozzle | 10LBS10BR001 | PRODUCTION |  |  |  | A106 GrB
20LBS10BR001MR | Bleed to LP Heater from east nozzle | 20LBS10BR001 | PRODUCTION |  |  |  | A106 GrB
10LBS10BR002MR | Bleed Header to LP Heater | 10LBS10BR002 | PRODUCTION |  |  |  | A106 GrB
20LBS10BR002MR | Bleed Header to LP Heater | 20LBS10BR002 | PRODUCTION |  |  |  | A106 GrB
10LBS10BR003MR | Bleed to LP Heater from west nozzle | 10LBS10BR003 | PRODUCTION |  |  |  | A106 GrB
20LBS10BR003MR | Bleed to LP Heater from west nozzle | 20LBS10BR003 | PRODUCTION |  |  |  | A106 GrB
10LBS10BR301MR | Pressure Measurement, Bleed Steam to LP Heater | 10LBS10BR301 | PRODUCTION |  |  |  | A106 GrB
20LBS10BR301MR | Pressure Measurement, Bleed Steam to LP Heater | 20LBS10BR301 | PRODUCTION |  |  |  | A106 GrB
10LBS10BR302MR | Pressure Measurement, Bleed Steam to LP Heater | 10LBS10BR302 | PRODUCTION |  |  |  | A106 GrB
20LBS10BR302MR | Pressure Measurement, Bleed Steam to LP Heater | 20LBS10BR302 | PRODUCTION |  |  |  | A106 GrB
10LBS10BR303MR | Pressure Measurement, Bleed Steam to LP Heater | 10LBS10BR303 | PRODUCTION |  |  |  | A106 GrB
20LBS10BR303MR | Pressure Measurement, Bleed Steam to LP Heater | 20LBS10BR303 | PRODUCTION |  |  |  | A106 GrB
10LBS10BR401MR | Drain Pot 1, Bleed Header to LP Heater | 10LBS10BR401 | PRODUCTION |  |  |  | A106 GrB
20LBS10BR401MR | Drain Pot 1, Bleed Header to LP Heater | 20LBS10BR401 | PRODUCTION |  |  |  | A106 GrB
10LBS10BR402MR | Drain Pot 2, Bleed Header to LP Heater | 10LBS10BR402 | PRODUCTION |  |  |  | A106 GrB
20LBS10BR402MR | Drain Pot 2, Bleed Header to LP Heater | 20LBS10BR402 | PRODUCTION |  |  |  | A106 GrB
10LBS10GA101-J01 | Extraction steam piping system for LP feedwater heating(main condensate), Junction box | 10LBS10GA101 | PRODUCTION
20LBS10GA101-J01 | Extraction steam piping system for LP feedwater heating(main condensate), Junction box | 20LBS10GA101 | PRODUCTION
10LBS10GA201-J01 | Extraction steam piping system for LP feedwater heating(main condensate), Junction box | 10LBS10GA201 | PRODUCTION
20LBS10GA201-J01 | Extraction steam piping system for LP feedwater heating(main condensate), Junction box | 20LBS10GA201 | PRODUCTION
10LBS10GA203-J01 | Extraction steam piping system for LP feedwater heating(main condensate), Junction box | 10LBS10GA203 | PRODUCTION
20LBS10GA203-J01 | Extraction steam piping system for LP feedwater heating(main condensate), Junction box | 20LBS10GA203 | PRODUCTION
10LBS20AA101KA | Gate Valve | 10LBS20AA101 | PRODUCTION |  |  | SA216 Gr WCB
20LBS20AA101KA | Gate Valve | 20LBS20AA101 | PRODUCTION |  |  | SA216 Gr WCB
20LBS20AA102KA | Non-Return Valve | 20LBS20AA102 | PRODUCTION |  |  | SICCA150SCC | SA216 Gr WCB
10LBS20AA314KA | Globe valve | 10LBS20AA314 | PRODUCTION |  |  | SA105
20LBS20AA314KA | Globe valve | 20LBS20AA314 | PRODUCTION |  |  | SA105
10LBS20AA315KA | Globe valve | 10LBS20AA315 | PRODUCTION |  |  | SA105
20LBS20AA315KA | Globe valve | 20LBS20AA315 | PRODUCTION |  |  | SA105
10LBS20BR001MR | Tapping of Bleed Steam line to SCAPH | 10LBS20BR001 | PRODUCTION |  |  |  | A106 GrB
20LBS20BR001MR | Tapping of Bleed Steam line to SCAPH | 20LBS20BR001 | PRODUCTION |  |  |  | A106 GrB
10LBS20BR150MR | Bleed to SCAPH Drain 3 | 10LBS20BR150 | PRODUCTION
20LBS20BR150MR | Bleed to SCAPH Drain 3 | 20LBS20BR150 | PRODUCTION
10LBS20BR151MR | Bleed to SCAPH Drain 4 | 10LBS20BR151 | PRODUCTION
20LBS20BR151MR | Bleed to SCAPH Drain 4 | 20LBS20BR151 | PRODUCTION
10LBS20BR314MR | Pressure Measurement, SCAPH Line | 10LBS20BR314 | PRODUCTION |  |  |  | A106 GrB
20LBS20BR314MR | Pressure Measurement, SCAPH Line | 20LBS20BR314 | PRODUCTION |  |  |  | A106 GrB
10LBS20BR315MR | Pressure Measurement, SCAPH Line | 10LBS20BR315 | PRODUCTION |  |  |  | A106 GrB
20LBS20BR315MR | Pressure Measurement, SCAPH Line | 20LBS20BR315 | PRODUCTION |  |  |  | A106 GrB
10LBS30AA203KA | Solenoid Valve for Bleed 2 to deaerator QCNRV | 10LBS30AA203 | PRODUCTION
20LBS30AA203KA | Solenoid Valve for Bleed 2 to deaerator QCNRV | 20LBS30AA203 | PRODUCTION
10LBS30AA301KA | Globe valve | 10LBS30AA301 | PRODUCTION |  |  | SA105
20LBS30AA301KA | Globe valve | 20LBS30AA301 | PRODUCTION |  |  | SA105
10LBS30AA302KA | Globe valve | 10LBS30AA302 | PRODUCTION |  |  | SA105
20LBS30AA302KA | Globe valve | 20LBS30AA302 | PRODUCTION |  |  | SA105
10LBS30AA501KA | Globe valve | 10LBS30AA501 | PRODUCTION |  |  | SA105
20LBS30AA501KA | Globe valve | 20LBS30AA501 | PRODUCTION |  |  | SA105
10LBS30BR001MR | Combine Bleed Steam to Deaerator & SCAPH | 10LBS30BR001 | PRODUCTION |  |  |  | A106 GrB
20LBS30BR001MR | Combine Bleed Steam to Deaerator & SCAPH | 20LBS30BR001 | PRODUCTION |  |  |  | A106 GrB
10LBS30BR151MR | Bleed to Deaerator Drain 2 | 10LBS30BR151 | PRODUCTION |  |  |  | A106 GrB
20LBS30BR151MR | Bleed to Deaerator Drain 2 | 20LBS30BR151 | PRODUCTION |  |  |  | A106 GrB
10LBS30BR301MR | Press. Meas., Combine Bleed Steam to Deaerator & SCAPH | 10LBS30BR301 | PRODUCTION |  |  |  | A106 GrB
20LBS30BR301MR | Press. Meas., Combine Bleed Steam to Deaerator & SCAPH | 20LBS30BR301 | PRODUCTION |  |  |  | A106 GrB
10LBS30BR302MR | Press. Meas., Combine Bleed Steam to Deaerator & SCAPH | 10LBS30BR302 | PRODUCTION |  |  |  | A106 GrB
20LBS30BR302MR | Press. Meas., Combine Bleed Steam to Deaerator & SCAPH | 20LBS30BR302 | PRODUCTION |  |  |  | A106 GrB
10LBS30BR401MR | Drain Pot 1, Combine Bleed Steam to Deaerator & SCAPH | 10LBS30BR401 | PRODUCTION |  |  |  | A106 GrB
20LBS30BR401MR | Drain Pot 1, Combine Bleed Steam to Deaerator & SCAPH | 20LBS30BR401 | PRODUCTION |  |  |  | A106 GrB
10LBS30BR402MR | Drain Pot 2, Combine Bleed Steam to Deaerator & SCAPH | 10LBS30BR402 | PRODUCTION |  |  |  | A106 GrB
20LBS30BR402MR | Drain Pot 2, Combine Bleed Steam to Deaerator & SCAPH | 20LBS30BR402 | PRODUCTION |  |  |  | A106 GrB
10LBS30BR501MR | Vent Line, Combine Bleed Steam to Deaerator & SCAPH | 10LBS30BR501 | PRODUCTION |  |  |  | A106 GrB
20LBS30BR501MR | Vent Line, Combine Bleed Steam to Deaerator & SCAPH | 20LBS30BR501 | PRODUCTION |  |  |  | A106 GrB
10LBS30CP502QP | Pressure Gauge | 10LBS30CP502 | PRODUCTION
20LBS30CP502QP | Pressure Gauge | 20LBS30CP502 | PRODUCTION
10LBS30CT502QP | Temperature gauge | 10LBS30CT502 | PRODUCTION
20LBS30CT502QP | Temperature gauge | 20LBS30CT502 | PRODUCTION
20LBS40AA101KA | Bleed Steam To Deaerator | 20LBS40AA101 | PRODUCTION |  |  | SICCA 150 GTC | SA 216 - WCB
20LBS40AA101-M01 | Bleed Steam to Deaerator | 20LBS40AA101 | PRODUCTION |  |  | SA12 | SA 216 - WCB
10LBS40AA303KA | Globe valve | 10LBS40AA303 | PRODUCTION |  |  | SA105
20LBS40AA303KA | Globe valve | 20LBS40AA303 | PRODUCTION |  |  | SA105
10LBS40BR005MR | Bleed Steam Line to Deaerator | 10LBS40BR005 | PRODUCTION |  |  |  | A106 GrB
20LBS40BR005MR | Bleed Steam Line to Deaerator | 20LBS40BR005 | PRODUCTION |  |  |  | A106 GrB
10LCA10AA211KA | Gate Valve | 10LCA10AA211 | PRODUCTION |  |  | SA216 Gr WCB
20LCA10AA211KA | Gate Valve | 20LCA10AA211 | PRODUCTION |  |  | SA216 Gr WCB
10LCA10AA212KA | Globe valve | 10LCA10AA212 | PRODUCTION |  |  | SA105
20LCA10AA212KA | Globe valve | 20LCA10AA212 | PRODUCTION |  |  | SA105
10LCA10AA213KA | Globe valve | 10LCA10AA213 | PRODUCTION |  |  | SA105
20LCA10AA213KA | Globe valve | 20LCA10AA213 | PRODUCTION |  |  | SA105
10LCA10AA215KA | Globe valve | 10LCA10AA215 | PRODUCTION |  |  | SA105
20LCA10AA215KA | Globe valve | 20LCA10AA215 | PRODUCTION |  |  | SA105
10LCA10AA216KA | Non-Return Valve | 10LCA10AA216 | PRODUCTION |  |  | BS1868/API594 | SA216 Gr WCB
10LCA10AA217KA | Globe valve | 10LCA10AA217 | PRODUCTION |  |  | SA105
20LCA10AA217KA | Globe valve | 20LCA10AA217 | PRODUCTION |  |  | SA105
10LCA10AA218KA | Gate Valve | 10LCA10AA218 | PRODUCTION |  |  | SA216 Gr WCB
20LCA10AA218KA | Gate Valve | 20LCA10AA218 | PRODUCTION |  |  | SA216 Gr WCB
10LCA10AA219KA | Globe valve | 10LCA10AA219 | PRODUCTION |  |  | SA105
20LCA10AA219KA | Globe valve | 20LCA10AA219 | PRODUCTION |  |  | SA105
10LCA10AA401KA | Globe valve | 10LCA10AA401 | PRODUCTION |  |  | SA105
20LCA10AA401KA | Globe valve | 20LCA10AA401 | PRODUCTION |  |  | SA105
10LCA10AA404KA | Globe valve | 10LCA10AA404 | PRODUCTION |  |  | SA105
20LCA10AA404KA | Globe valve | 20LCA10AA404 | PRODUCTION |  |  | SA105
10LCA10AA405KA | Globe valve | 10LCA10AA405 | PRODUCTION |  |  | SA105
20LCA10AA405KA | Globe valve | 20LCA10AA405 | PRODUCTION |  |  | SA105
10LCA10BR001MR | Condensate System, Hot Well To CEP-1 Suction Line | 10LCA10BR001 | PRODUCTION |  |  |  | A106 GrB
20LCA10BR001MR | Condensate System, Hot Well To CEP-1 Suction Line | 20LCA10BR001 | PRODUCTION |  |  |  | A106 GrB
10LCA10BR205MR | Condensate System, CEP-1 Equilising Line | 10LCA10BR205 | PRODUCTION |  |  |  | A106 GrB
20LCA10BR205MR | Condensate System, CEP-1 Equilising Line | 20LCA10BR205 | PRODUCTION |  |  |  | A106 GrB
10LCA10BR212MR | Condensate System, CEP-1 Suction Pressure Measurement | 10LCA10BR212 | PRODUCTION |  |  |  | A106 GrB
20LCA10BR212MR | Condensate System, CEP-1 Suction Pressure Measurement | 20LCA10BR212 | PRODUCTION |  |  |  | A106 GrB
10LCA10BR217MR | Condensate System, CEP-1 Discharge Pressure Measurement | 10LCA10BR217 | PRODUCTION |  |  |  | A106 GrB
20LCA10BR217MR | Condensate System, CEP-1 Discharge Pressure Measurement | 20LCA10BR217 | PRODUCTION |  |  |  | A106 GrB
10LCA10BR219MR | Condensate System, CEP-1 Discharge Drain Line | 10LCA10BR219 | PRODUCTION |  |  |  | A106 GrB
20LCA10BR219MR | Condensate System, CEP-1 Discharge Drain Line | 20LCA10BR219 | PRODUCTION |  |  |  | A106 GrB
10LCA10BR401MR | Condensate System, CEP-1 Suction Drain Line | 10LCA10BR401 | PRODUCTION |  |  |  | A106 GrB
20LCA10BR401MR | Condensate System, CEP-1 Suction Drain Line | 20LCA10BR401 | PRODUCTION |  |  |  | A106 GrB
10LCA10BR402MR | Condensate System, Drain Line, Condensate from Ejector to GSC | 10LCA10BR402 | PRODUCTION |  |  |  | A106 GrB
20LCA10BR402MR | Condensate System, Drain Line, Condensate from Ejector to GSC | 20LCA10BR402 | PRODUCTION |  |  |  | A106 GrB
10LCA10BR403MR | Condensate System, Hotwell Level Control Station Drain Line | 10LCA10BR403 | PRODUCTION |  |  |  | A106 GrB
20LCA10BR403MR | Condensate System, Hotwell Level Control Station Drain Line | 20LCA10BR403 | PRODUCTION |  |  |  | A106 GrB
10LCA10BR404MR | Condensate System, GSC to LPH Drain Line | 10LCA10BR404 | PRODUCTION |  |  |  | A106 GrB
20LCA10BR404MR | Condensate System, GSC to LPH Drain Line | 20LCA10BR404 | PRODUCTION |  |  |  | A106 GrB
10LCA10BR405MR | Condensate System, LPH to Deaerator Drain Line | 10LCA10BR405 | PRODUCTION |  |  |  | A106 GrB
20LCA10BR405MR | Condensate System, LPH to Deaerator Drain Line | 20LCA10BR405 | PRODUCTION |  |  |  | A106 GrB
10LCA10FZ201MR | Expansion bellow | 10LCA10FZ201 | PRODUCTION
20LCA10FZ201MR | Expansion bellow | 20LCA10FZ201 | PRODUCTION
10LCA10GA101-J01 | Main condensate piping system (excl. main condensate pumpsystem, LP feedwater heating system, condensate polishing plant), Junction box | 10LCA10GA101 | PRODUCTION
20LCA10GA101-J01 | Main condensate piping system, Junction box | 20LCA10GA101 | PRODUCTION
10LCA10GA201-J01 | Main condensate piping system (excl. main condensate pumpsystem, LP feedwater heating system, condensate polishing plant), Junction box | 10LCA10GA201 | PRODUCTION
20LCA10GA201-J01 | Main condensate piping system, Junction box | 20LCA10GA201 | PRODUCTION
10LCA10GA202-J01 | Main condensate piping system (excl. main condensate pumpsystem, LP feedwater heating system, condensate polishing plant), Junction box | 10LCA10GA202 | PRODUCTION
20LCA10GA202-J01 | Main condensate piping system, Junction box | 20LCA10GA202 | PRODUCTION
10LCA10GA203-J01 | Main condensate piping system (excl. main condensate pumpsystem, LP feedwater heating system, condensate polishing plant), Junction box | 10LCA10GA203 | PRODUCTION
20LCA10GA203-J01 | Main condensate piping system, Junction box | 20LCA10GA203 | PRODUCTION
10LCA20AA201KA | Gate Valve | 10LCA20AA201 | PRODUCTION |  |  | SA216 Gr WCB
20LCA20AA201KA | Gate Valve | 20LCA20AA201 | PRODUCTION |  |  | SA216 Gr WCB
10LCA20AA202KA | Globe valve | 10LCA20AA202 | PRODUCTION |  |  | SA105
20LCA20AA202KA | Globe valve | 20LCA20AA202 | PRODUCTION |  |  | SA105
10LCA20AA203KA | Globe valve | 10LCA20AA203 | PRODUCTION |  |  | SA105
20LCA20AA203KA | Globe valve | 20LCA20AA203 | PRODUCTION |  |  | SA105
10LCA20AA204KA | Globe valve | 10LCA20AA204 | PRODUCTION |  |  | SA105
20LCA20AA204KA | Globe valve | 20LCA20AA204 | PRODUCTION |  |  | SA105
10LCA20AA205KA | Globe valve | 10LCA20AA205 | PRODUCTION |  |  | SA105
20LCA20AA205KA | Globe valve | 20LCA20AA205 | PRODUCTION |  |  | SA105
10LCA20AA206KA | Globe valve | 10LCA20AA206 | PRODUCTION |  |  | SA105
20LCA20AA206KA | Globe valve | 20LCA20AA206 | PRODUCTION |  |  | SA105
10LCA20AA207KA | Non-Return Valve | 10LCA20AA207 | PRODUCTION |  |  | BS1868/API594 | SA216 Gr WCB
10LCA20AA208KA | Gate Valve | 10LCA20AA208 | PRODUCTION |  |  | SA216 Gr WCB
20LCA20AA208KA | Gate Valve | 20LCA20AA208 | PRODUCTION |  |  | SA216 Gr WCB
10LCA20AA219KA | Globe valve | 10LCA20AA219 | PRODUCTION |  |  | SA105
20LCA20AA219KA | Globe valve | 20LCA20AA219 | PRODUCTION |  |  | SA105
10LCA20AA401KA | Globe valve | 10LCA20AA401 | PRODUCTION |  |  | SA105
20LCA20AA401KA | Globe valve | 20LCA20AA401 | PRODUCTION |  |  | SA105
10LCA20BR001MR | Condensate System, Hot Well To CEP-2 Suction Line | 10LCA20BR001 | PRODUCTION |  |  |  | A106 GrB
20LCA20BR001MR | Condensate System, Hot Well To CEP-2 Suction Line | 20LCA20BR001 | PRODUCTION |  |  |  | A106 GrB
10LCA20BR202MR | Condensate System, CEP-2 Suction Pressure Measurement | 10LCA20BR202 | PRODUCTION |  |  |  | A106 GrB
20LCA20BR202MR | Condensate System, CEP-2 Suction Pressure Measurement | 20LCA20BR202 | PRODUCTION |  |  |  | A106 GrB
10LCA20BR205MR | Condensate System, CEP-2 Equilising Line | 10LCA20BR205 | PRODUCTION |  |  |  | A106 GrB
20LCA20BR205MR | Condensate System, CEP-2 Equilising Line | 20LCA20BR205 | PRODUCTION |  |  |  | A106 GrB
10LCA20BR206MR | Condensate System, CEP-2 Discharge Pressure Measurement | 10LCA20BR206 | PRODUCTION |  |  |  | A106 GrB
20LCA20BR206MR | Condensate System, CEP-2 Discharge Pressure Measurement | 20LCA20BR206 | PRODUCTION |  |  |  | A106 GrB
10LCA20BR219MR | Condensate System, CEP-2 Discharge Drain Line | 10LCA20BR219 | PRODUCTION |  |  |  | A106 GrB
20LCA20BR219MR | Condensate System, CEP-2 Discharge Drain Line | 20LCA20BR219 | PRODUCTION |  |  |  | A106 GrB
10LCA20BR401MR | Condensate System, CEP-2 Suction Drain Line | 10LCA20BR401 | PRODUCTION |  |  |  | A106 GrB
20LCA20BR401MR | Condensate System, CEP-2 Suction Drain Line | 20LCA20BR401 | PRODUCTION |  |  |  | A106 GrB
10LCA20FZ201MR | Expansion bellow | 10LCA20FZ201 | PRODUCTION
20LCA20FZ201MR | Expansion bellow | 20LCA20FZ201 | PRODUCTION
10LCA30AA020KA | Gate Valve | 10LCA30AA020 | PRODUCTION |  |  | SA216 Gr WCB
20LCA30AA020KA | Gate Valve | 20LCA30AA020 | PRODUCTION |  |  | SA216 Gr WCB
20LCA30AA021KA | Non-Return Valve | 20LCA30AA021 | PRODUCTION |  |  | SICCA150SCC | SA216 Gr WCB
10LCA30AA201KA | Gate Valve | 10LCA30AA201 | PRODUCTION |  |  | SA216 Gr WCB
20LCA30AA201KA | Gate Valve | 20LCA30AA201 | PRODUCTION |  |  | SA216 Gr WCB
10LCA30AA202KA | Globe valve | 10LCA30AA202 | PRODUCTION |  |  | SA105
20LCA30AA202KA | Globe valve | 20LCA30AA202 | PRODUCTION |  |  | SA105
10LCA30AA203KA | Globe valve | 10LCA30AA203 | PRODUCTION |  |  | SA105
20LCA30AA203KA | Globe valve | 20LCA30AA203 | PRODUCTION |  |  | SA105
10LCA30AA204KA | Globe valve | 10LCA30AA204 | PRODUCTION |  |  | SA105
20LCA30AA204KA | Globe valve | 20LCA30AA204 | PRODUCTION |  |  | SA105
10LCA30AA205KA | Globe valve | 10LCA30AA205 | PRODUCTION |  |  | SA105
20LCA30AA205KA | Globe valve | 20LCA30AA205 | PRODUCTION |  |  | SA105
10LCA30AA206KA | Globe valve | 10LCA30AA206 | PRODUCTION |  |  | SA105
20LCA30AA206KA | Globe valve | 20LCA30AA206 | PRODUCTION |  |  | SA105
10LCA30AA207KA | Non-Return Valve | 10LCA30AA207 | PRODUCTION |  |  | SA216 Gr WCB | SA216 Gr WCB
10LCA30AA208KA | Gate Valve | 10LCA30AA208 | PRODUCTION |  |  | SA216 Gr WCB
20LCA30AA208KA | Gate Valve | 20LCA30AA208 | PRODUCTION |  |  | SA216 Gr WCB
10LCA30AA219KA | Globe valve | 10LCA30AA219 | PRODUCTION |  |  | SA105
20LCA30AA219KA | Globe valve | 20LCA30AA219 | PRODUCTION |  |  | SA105
10LCA30AA401KA | Globe valve | 10LCA30AA401 | PRODUCTION |  |  | SA105
20LCA30AA401KA | Globe valve | 20LCA30AA401 | PRODUCTION |  |  | SA105
10LCA30BR001MR | Condensate System, Hot Well To CEP-3 Suction Line | 10LCA30BR001 | PRODUCTION |  |  |  | A106 GrB
20LCA30BR001MR | Condensate System, Hot Well To CEP-3 Suction Line | 20LCA30BR001 | PRODUCTION |  |  |  | A106 GrB
10LCA30BR202MR | Condensate System, CEP-3 Suction Pressure Measurement | 10LCA30BR202 | PRODUCTION |  |  |  | A106 GrB
20LCA30BR202MR | Condensate System, CEP-3 Suction Pressure Measurement | 20LCA30BR202 | PRODUCTION |  |  |  | A106 GrB
10LCA30BR205MR | Condensate System, CEP-3 Equilising Line | 10LCA30BR205 | PRODUCTION |  |  |  | A106 GrB
20LCA30BR205MR | Condensate System, CEP-3 Equilising Line | 20LCA30BR205 | PRODUCTION |  |  |  | A106 GrB
10LCA30BR206MR | Condensate System, CEP-3 Discharge Pressure Measurement | 10LCA30BR206 | PRODUCTION |  |  |  | A106 GrB
20LCA30BR206MR | Condensate System, CEP-3 Discharge Pressure Measurement | 20LCA30BR206 | PRODUCTION |  |  |  | A106 GrB
10LCA30BR219MR | Condensate System, CEP-3 Discharge Drain Line | 10LCA30BR219 | PRODUCTION |  |  |  | A106 GrB
20LCA30BR219MR | Condensate System, CEP-3 Discharge Drain Line | 20LCA30BR219 | PRODUCTION |  |  |  | A106 GrB
10LCA30BR401MR | Condensate System, CEP-3 Suction Drain Line | 10LCA30BR401 | PRODUCTION |  |  |  | A106 GrB
20LCA30BR401MR | Condensate System, CEP-3 Suction Drain Line | 20LCA30BR401 | PRODUCTION |  |  |  | A106 GrB
10LCA30FZ201MR | Expansion bellow | 10LCA30FZ201 | PRODUCTION
20LCA30FZ201MR | Expansion bellow | 20LCA30FZ201 | PRODUCTION
10LCA40AA001KA | Gate Valve | 10LCA40AA001 | PRODUCTION |  |  | SA216 Gr WCB | SA216 Gr WCB
20LCA40AA001KA | Gate Valve | 20LCA40AA001 | PRODUCTION |  |  | SA216 Gr WCB | SA216 Gr WCB
10LCA40AA002KA | CEP minimum recirculation flow control valve-positioner | 10LCA40AA002 | PRODUCTION
20LCA40AA002KA | CEP minimum recirculation flow control pneumatic valve-positioner | 20LCA40AA002 | PRODUCTION
20LCA40AA003KA | Gate Valve | 20LCA40AA003 | PRODUCTION |  |  | SICCA150GTC | SA216 Gr WCB
10LCA40AA004KA | Condensate Outlet From Ejector | 10LCA40AA004 | PRODUCTION
10LCA40AA004-M01 | Condensate outlet from Ejector-Actuator | 10LCA40AA004 | PRODUCTION
20LCA40AA004KA | Condensate Outlet From Ejector-Valve | 20LCA40AA004 | PRODUCTION
20LCA40AA004-M01 | Condensate outlet from Ejector-Actuator | 20LCA40AA004 | PRODUCTION
10LCA40AA005-M01 | Condensate inlet to Ejector-Actuator | 10LCA40AA005 | PRODUCTION
20LCA40AA005-M01 | Condensate inlet to Ejector-Actuator | 20LCA40AA005 | PRODUCTION
10LCA40AA006KA | Condensate Outlet From Gsc-Valve | 10LCA40AA006 | PRODUCTION
20LCA40AA006KA | Condensate Outlet From GSC-Valve | 20LCA40AA006 | PRODUCTION
10LCA40AA007KA | Condensate Inlet To Gsc-Valve | 10LCA40AA007 | PRODUCTION
20LCA40AA007KA | Condensate Inlet To GSC-Valve | 20LCA40AA007 | PRODUCTION
10LCA40AA008KA | Bypass Of Gsc-Valve | 10LCA40AA008 | PRODUCTION
20LCA40AA008KA | Bypass Of GSC-Valve | 20LCA40AA008 | PRODUCTION
10LCA40AA009KA | Hotwell level pneematic control valve-positioner | 10LCA40AA009 | PRODUCTION
20LCA40AA009KA | Hot well level control pneumatic valve-positioner | 20LCA40AA009 | PRODUCTION
10LCA40AA010KA | Gate Valve | 10LCA40AA010 | PRODUCTION |  |  | SA216 Gr WCB | SA216 Gr WCB
20LCA40AA010KA | Gate Valve | 20LCA40AA010 | PRODUCTION |  |  | SA216 Gr WCB | SA216 Gr WCB
20LCA40AA014KA | Feed Water Inlet To Lp Heater | 20LCA40AA014 | PRODUCTION |  |  | SICCA150GTC | SA216WCB
20LCA40AA014-M01 | Feed water inlet to LP heater | 20LCA40AA014 | PRODUCTION |  |  | SA12 | SA216WCB
20LCA40AA015KA | Bypass Of Lp Heater | 20LCA40AA015 | PRODUCTION |  |  | SICCA150GTC | SA216WCB
20LCA40AA015-M01 | Bypass of LP heater | 20LCA40AA015 | PRODUCTION |  |  | SA12 | SA216WCB
20LCA40AA016KA | Feed Water Out-Let From Lp Heater | 20LCA40AA016 | PRODUCTION |  |  | SICCA150GTC | SA216WCB
20LCA40AA016-M01 | Feed water out-let from LP heater | 20LCA40AA016 | PRODUCTION |  |  | SA12 | SA216WCB
10LCA40AA022KA | Gate Valve | 10LCA40AA022 | PRODUCTION |  |  | SA216 Gr WCB | SA216 Gr WCB
20LCA40AA022KA | Gate Valve | 20LCA40AA022 | PRODUCTION |  |  | SA216 Gr WCB | SA216 Gr WCB
10LCA40AA216KA | Globe valve | 10LCA40AA216 | PRODUCTION
20LCA40AA216KA | Globe valve | 20LCA40AA216 | PRODUCTION
10LCA40AA220KA | Globe valve | 10LCA40AA220 | PRODUCTION |  |  | SA105 | SA105
20LCA40AA220KA | Globe valve | 20LCA40AA220 | PRODUCTION |  |  | SA105 | SA105
10LCA40AA314KA | Globe valve | 10LCA40AA314 | PRODUCTION |  |  | SA105 | SA105
20LCA40AA314KA | Globe valve | 20LCA40AA314 | PRODUCTION |  |  | SA105 | SA105
10LCA40AA315KA | Globe valve | 10LCA40AA315 | PRODUCTION |  |  | SA105 | SA105
20LCA40AA315KA | Globe valve | 20LCA40AA315 | PRODUCTION |  |  | SA105 | SA105
10LCA40AA316KA | Globe valve | 10LCA40AA316 | PRODUCTION |  |  | SA105 | SA105
20LCA40AA316KA | Globe valve | 20LCA40AA316 | PRODUCTION |  |  | SA105 | SA105
10LCA40AA317KA | Globe valve | 10LCA40AA317 | PRODUCTION |  |  | SA105 | SA105
20LCA40AA317KA | Globe valve | 20LCA40AA317 | PRODUCTION |  |  | SA105 | SA105
10LCA40AA318KA | Globe valve | 10LCA40AA318 | PRODUCTION |  |  | SA105 | SA105
20LCA40AA318KA | Globe valve | 20LCA40AA318 | PRODUCTION |  |  | SA105 | SA105
10LCA40AA320KA | Globe valve | 10LCA40AA320 | PRODUCTION |  |  | SA105 | SA105
20LCA40AA320KA | Globe valve | 20LCA40AA320 | PRODUCTION |  |  | SA105 | SA105
10LCA40AA402KA | Gate Valve | 10LCA40AA402 | PRODUCTION |  |  | SA105 | SA105
20LCA40AA402KA | Gate Valve | 20LCA40AA402 | PRODUCTION |  |  | SA105 | SA105
10LCA40AA403KA | Globe valve | 10LCA40AA403 | PRODUCTION |  |  | SA105 | SA105
20LCA40AA403KA | Globe valve | 20LCA40AA403 | PRODUCTION |  |  | SA105 | SA105
10LCA40AA501KA | Globe valve | 10LCA40AA501 | PRODUCTION |  |  | SA105 | SA105
20LCA40AA501KA | Globe valve | 20LCA40AA501 | PRODUCTION |  |  | SA105 | SA105
10LCA40AA502KA | Globe valve | 10LCA40AA502 | PRODUCTION |  |  | SA105 | SA105
20LCA40AA502KA | Globe valve | 20LCA40AA502 | PRODUCTION |  |  | SA105 | SA105
10LCA40AA802KA | Gate Valve | 10LCA40AA802 | PRODUCTION |  |  | SA105
20LCA40AA802KA | Gate Valve | 20LCA40AA802 | PRODUCTION |  |  | SA105
10LCA40BR001MR | CEP Discharge To Condensate Polishing Unit | 10LCA40BR001 | PRODUCTION |  |  |  | A106 GrB
20LCA40BR001MR | CEP Discharge To Condensate Polishing Unit | 20LCA40BR001 | PRODUCTION |  |  |  | A106 GrB
10LCA40BR002MR | Ejector System, Condensate Inlet to Ejector from CPU | 10LCA40BR002 | PRODUCTION |  |  |  | A106 GrB
20LCA40BR002MR | Ejector System, Condensate Inlet to Ejector from CPU | 20LCA40BR002 | PRODUCTION |  |  |  | A106 GrB
10LCA40BR003MR | Ejector System, Condensate Oulet to GSC | 10LCA40BR003 | PRODUCTION |  |  |  | A106 GrB
20LCA40BR003MR | Ejector System, Condensate Oulet to GSC | 20LCA40BR003 | PRODUCTION |  |  |  | A106 GrB
10LCA40BR004MR | GSS System, Condensate to Control Station | 10LCA40BR004 | PRODUCTION |  |  |  | A106 GrB
20LCA40BR004MR | GSS System, Condensate to Control Station | 20LCA40BR004 | PRODUCTION |  |  |  | A106 GrB
10LCA40BR005MR | Condensate System, Bypass Control Station | 10LCA40BR005 | PRODUCTION |  |  |  | A106 GrB
20LCA40BR005MR | Condensate System, Bypass Control Station | 20LCA40BR005 | PRODUCTION |  |  |  | A106 GrB
10LCA40BR006MR | LP Heater, Condensate from LP Heater to Deaerator | 10LCA40BR006 | PRODUCTION |  |  |  | A106 GrB
20LCA40BR006MR | LP Heater, Condensate from LP Heater to Deaerator | 20LCA40BR006 | PRODUCTION |  |  |  | A106 GrB
10LCA40BR011MR | LP Heater, LP Heater Bypass | 10LCA40BR011 | PRODUCTION |  |  |  | A106 GrB
20LCA40BR011MR | LP Heater, LP Heater Bypass | 20LCA40BR011 | PRODUCTION |  |  |  | A106 GrB
10LCA40BR015MR | Cond. System, Min. Recirculation Downstream Control Valve | 10LCA40BR015 | PRODUCTION |  |  |  | A106 GrB
20LCA40BR015MR | Cond. System, Min. Recirculation Downstream Control Valve | 20LCA40BR015 | PRODUCTION |  |  |  | A106 GrB
10LCA40BR016MR | Condensate System, Minimum Recirculation Control Valve | 10LCA40BR016 | PRODUCTION |  |  |  | A106 GrB
20LCA40BR016MR | Condensate System, Minimum Recirculation Control Valve | 20LCA40BR016 | PRODUCTION |  |  |  | A106 GrB
10LCA40BR017MR | Cond. Syst., Min. Recirculation Downstream Bypass Control Valve | 10LCA40BR017 | PRODUCTION |  |  |  | A106 GrB
20LCA40BR017MR | Cond. Syst., Min. Recirculation Downstream Bypass Control Valve | 20LCA40BR017 | PRODUCTION |  |  |  | A106 GrB
10LCA40BR018MR | Cond. Syst., Minimum Recirculation Bypass Control Valve | 10LCA40BR018 | PRODUCTION |  |  |  | A106 GrB
20LCA40BR018MR | Cond. Syst., Minimum Recirculation Bypass Control Valve | 20LCA40BR018 | PRODUCTION |  |  |  | A106 GrB
10LCA40BR220MR | Condensate System, Discharge Header Pressure Measurement | 10LCA40BR220 | PRODUCTION |  |  |  | A106 GrB
20LCA40BR220MR | Condensate System, Discharge Header Pressure Measurement | 20LCA40BR220 | PRODUCTION |  |  |  | A106 GrB
10LCA40BR317MR | Condensate System, GSC to LPH Pressure Measurement | 10LCA40BR317 | PRODUCTION |  |  |  | A106 GrB
20LCA40BR317MR | Condensate System, GSC to LPH Pressure Measurement | 20LCA40BR317 | PRODUCTION |  |  |  | A106 GrB
10LCA40BR318MR | Condensate System, GSC to LPH Pressure Measurement | 10LCA40BR318 | PRODUCTION |  |  |  | A106 GrB
20LCA40BR318MR | Condensate System, GSC to LPH Pressure Measurement | 20LCA40BR318 | PRODUCTION |  |  |  | A106 GrB
10LCA40BR320MR | Condensate System, LPH to Deaerator Pressure Measurement | 10LCA40BR320 | PRODUCTION |  |  |  | A106 GrB
20LCA40BR320MR | Condensate System, LPH to Deaerator Pressure Measurement | 20LCA40BR320 | PRODUCTION |  |  |  | A106 GrB
10LCA40BR321MR | Condensate System, LPH to Deaerator Pressure Measurement | 10LCA40BR321 | PRODUCTION |  |  |  | A106 GrB
20LCA40BR321MR | Condensate System, LPH to Deaerator Pressure Measurement | 20LCA40BR321 | PRODUCTION |  |  |  | A106 GrB
10LCA40BR501MR | Condensate System, Discharge Header Vent Line | 10LCA40BR501 | PRODUCTION |  |  |  | A106 GrB
20LCA40BR501MR | Condensate System, Discharge Header Vent Line | 20LCA40BR501 | PRODUCTION |  |  |  | A106 GrB
10LCA40BR502MR | Condensate System, Condensate to LP Heater Hydrotest Vent Line | 10LCA40BR502 | PRODUCTION |  |  |  | A106 GrB
20LCA40BR502MR | Condensate System, Condensate to LP Heater Hydrotest Vent Line | 20LCA40BR502 | PRODUCTION |  |  |  | A106 GrB
10LCA40BR801MR | Condensate System, LP Dosing Line | 10LCA40BR801 | PRODUCTION |  |  |  | A106 GrB
20LCA40BR801MR | Condensate System, LP Dosing Line | 20LCA40BR801 | PRODUCTION |  |  |  | A106 GrB
10LCA40BR802MR | Condensate System, Sampling Line | 10LCA40BR802 | PRODUCTION |  |  |  | A106 GrB
20LCA40BR802MR | Condensate System, Sampling Line | 20LCA40BR802 | PRODUCTION |  |  |  | A106 GrB
10LCA50AA001KA | Butterfly Valve | 10LCA50AA001 | PRODUCTION
20LCA50AA001KA | Butterfly Valve | 20LCA50AA001 | PRODUCTION
10LCA50AA002KA | Ball Valve | 10LCA50AA002 | PRODUCTION
20LCA50AA002KA | Ball Valve | 20LCA50AA002 | PRODUCTION
10LCA50AA003KA | Ball Valve | 10LCA50AA003 | PRODUCTION
20LCA50AA003KA | Ball Valve | 20LCA50AA003 | PRODUCTION
10LCA50AA004KA | Ball Valve | 10LCA50AA004 | PRODUCTION
20LCA50AA004KA | Ball Valve | 20LCA50AA004 | PRODUCTION
10LCA50AA005KA | Ball Valve | 10LCA50AA005 | PRODUCTION
20LCA50AA005KA | Ball Valve | 20LCA50AA005 | PRODUCTION
10LCA50AA006KA | Ball Valve | 10LCA50AA006 | PRODUCTION
20LCA50AA006KA | Ball Valve | 20LCA50AA006 | PRODUCTION
10LCA50AA007KA | Ball Valve | 10LCA50AA007 | PRODUCTION
20LCA50AA007KA | Ball Valve | 20LCA50AA007 | PRODUCTION
10LCA50AA008KA | Ball Valve | 10LCA50AA008 | PRODUCTION
20LCA50AA008KA | Ball Valve | 20LCA50AA008 | PRODUCTION
10LCA50AA009KA | Ball Valve | 10LCA50AA009 | PRODUCTION
20LCA50AA009KA | Ball Valve | 20LCA50AA009 | PRODUCTION
10LCA50AA010KA | Butterfly Valve | 10LCA50AA010 | PRODUCTION
20LCA50AA010KA | Butterfly Valve | 20LCA50AA010 | PRODUCTION
10LCA50AA011KA | Butterfly Valve | 10LCA50AA011 | PRODUCTION
20LCA50AA011KA | Butterfly Valve | 20LCA50AA011 | PRODUCTION
10LCA50AA012KA | Ball Valve | 10LCA50AA012 | PRODUCTION
20LCA50AA012KA | Ball Valve | 20LCA50AA012 | PRODUCTION
10LCA50AA013KA | Ball Valve | 10LCA50AA013 | PRODUCTION
20LCA50AA013KA | Ball Valve | 20LCA50AA013 | PRODUCTION
10LCA50AA014KA | Ball Valve | 10LCA50AA014 | PRODUCTION
20LCA50AA014KA | Ball Valve | 20LCA50AA014 | PRODUCTION
10LCA50AA015KA | Ball Valve | 10LCA50AA015 | PRODUCTION
20LCA50AA015KA | Ball Valve | 20LCA50AA015 | PRODUCTION
10LCA50AA016KA | Ball Valve | 10LCA50AA016 | PRODUCTION
20LCA50AA016KA | Ball Valve | 20LCA50AA016 | PRODUCTION
10LCA50AA017KA | Ball Valve | 10LCA50AA017 | PRODUCTION
20LCA50AA017KA | Ball Valve | 20LCA50AA017 | PRODUCTION
10LCA50AA018KA | Ball Valve | 10LCA50AA018 | PRODUCTION
20LCA50AA018KA | Ball Valve | 20LCA50AA018 | PRODUCTION
10LCA50AA019KA | Ball Valve | 10LCA50AA019 | PRODUCTION
20LCA50AA019KA | Ball Valve | 20LCA50AA019 | PRODUCTION
10LCA50AA020KA | Butterfly Valve | 10LCA50AA020 | PRODUCTION
20LCA50AA020KA | Butterfly Valve | 20LCA50AA020 | PRODUCTION
10LCA50BR001MR | CF-1 piping | 10LCA50BR001 | PRODUCTION
20LCA50BR001MR | CF-1 piping | 20LCA50BR001 | PRODUCTION
10LCA50BR002MR | CF-1 piping | 10LCA50BR002 | PRODUCTION
20LCA50BR002MR | CF-1 piping | 20LCA50BR002 | PRODUCTION
10LCA50BR003MR | CF-1 piping | 10LCA50BR003 | PRODUCTION
20LCA50BR003MR | CF-1 piping | 20LCA50BR003 | PRODUCTION
10LCA50BR004MR | CF-1 piping | 10LCA50BR004 | PRODUCTION
20LCA50BR004MR | CF-1 piping | 20LCA50BR004 | PRODUCTION
10LCA50BR005MR | CF-1 piping | 10LCA50BR005 | PRODUCTION
20LCA50BR005MR | CF-1 piping | 20LCA50BR005 | PRODUCTION
10LCA50BR006MR | CF-1 piping | 10LCA50BR006 | PRODUCTION
20LCA50BR006MR | CF-1 piping | 20LCA50BR006 | PRODUCTION
10LCA50BR007MR | CF-1 piping | 10LCA50BR007 | PRODUCTION
20LCA50BR007MR | CF-1 piping | 20LCA50BR007 | PRODUCTION
10LCA50BR008MR | CF-1 piping | 10LCA50BR008 | PRODUCTION
20LCA50BR008MR | CF-1 piping | 20LCA50BR008 | PRODUCTION
10LCA50BR009MR | CF-1 piping | 10LCA50BR009 | PRODUCTION
20LCA50BR009MR | CF-1 piping | 20LCA50BR009 | PRODUCTION
10LCA50BR010MR | CF-1 piping | 10LCA50BR010 | PRODUCTION
20LCA50BR010MR | CF-1 piping | 20LCA50BR010 | PRODUCTION
10LCA50BR011MR | CF-2 piping | 10LCA50BR011 | PRODUCTION
20LCA50BR011MR | CF-2 piping | 20LCA50BR011 | PRODUCTION
10LCA50BR012MR | CF-2 piping | 10LCA50BR012 | PRODUCTION
20LCA50BR012MR | CF-2 piping | 20LCA50BR012 | PRODUCTION
10LCA50BR013MR | CF-2 piping | 10LCA50BR013 | PRODUCTION
20LCA50BR013MR | CF-2 piping | 20LCA50BR013 | PRODUCTION
10LCA50BR014MR | CF-2 piping | 10LCA50BR014 | PRODUCTION
20LCA50BR014MR | CF-2 piping | 20LCA50BR014 | PRODUCTION
10LCA50BR015MR | CF-2 piping | 10LCA50BR015 | PRODUCTION
20LCA50BR015MR | CF-2 piping | 20LCA50BR015 | PRODUCTION
10LCA50BR016MR | CF-2 piping | 10LCA50BR016 | PRODUCTION
20LCA50BR016MR | CF-2 piping | 20LCA50BR016 | PRODUCTION
10LCA50BR017MR | CF-2 piping | 10LCA50BR017 | PRODUCTION
20LCA50BR017MR | CF-2 piping | 20LCA50BR017 | PRODUCTION
10LCA50BR018MR | CF-2 piping | 10LCA50BR018 | PRODUCTION
20LCA50BR018MR | CF-2 piping | 20LCA50BR018 | PRODUCTION
10LCA50BR019MR | CF-2 piping | 10LCA50BR019 | PRODUCTION
20LCA50BR019MR | CF-2 piping | 20LCA50BR019 | PRODUCTION
10LCA50BR020MR | CF-2 piping | 10LCA50BR020 | PRODUCTION
20LCA50BR020MR | CF-2 piping | 20LCA50BR020 | PRODUCTION
10LCA50CP001-U01 | Differential Pressure Transmitter | 10LCA50CP001 | PRODUCTION
20LCA50CP001-U01 | Differential Pressure Transmitter | 20LCA50CP001 | PRODUCTION
10LCA50CP501QP | Pressure Gauge | 10LCA50CP501 | PRODUCTION |  |  | Customer to Specifiy
20LCA50CP501QP | Pressure Gauge | 20LCA50CP501 | PRODUCTION |  |  | Customer to Specifiy
10LCA60CP001-U01 | Differential Pressure Transmitter | 10LCA60CP001 | PRODUCTION
20LCA60CP001-U01 | Differential Pressure Transmitter | 20LCA60CP001 | PRODUCTION
20LCA60CP501QP | Pressure Gauge | 20LCA60CP501 | PRODUCTION |  |  | 7MF4433-1DY02-2AC7-Z A01+C20+Y01+Y15+Y21 7MF4923-1LA01-4B-Z
10LCA60CP502QP | Pressure Gauge | 10LCA60CP502 | PRODUCTION |  |  | 7MF4433-1DY02-2AC7-Z A01+C20+Y01+Y15+Y21 7MF4923-1LA01-4B-Z
20LCA60CP502QP | Pressure Gauge | 20LCA60CP502 | PRODUCTION |  |  | 7MF4433-1DY02-2AC7-Z A01+C20+Y01+Y15+Y21 7MF4923-1LA01-4B-Z
10LCA70AA501KA | Globe valve | 10LCA70AA501 | PRODUCTION |  |  | SA105
20LCA70AA501KA | Globe valve | 20LCA70AA501 | PRODUCTION |  |  | SA105
10LCA70BR001MR | CEP-1, Discharge Line | 10LCA70BR001 | PRODUCTION |  |  |  | A106 GrB
20LCA70BR001MR | CEP-1, Discharge Line | 20LCA70BR001 | PRODUCTION |  |  |  | A106 GrB
10LCA70BR501MR | Condensate System, CEP-1 Vent Line | 10LCA70BR501 | PRODUCTION |  |  |  | A106 GrB
20LCA70BR501MR | Condensate System, CEP-1 Vent Line | 20LCA70BR501 | PRODUCTION |  |  |  | A106 GrB
10LCA80AA501KA | Globe valve | 10LCA80AA501 | PRODUCTION |  |  | SA105 | A106 GrB
20LCA80AA501KA | Globe valve | 20LCA80AA501 | PRODUCTION |  |  | SA105 | A106 GrB
10LCA80BR001MR | CEP-2, Discharge Line | 10LCA80BR001 | PRODUCTION |  |  |  | A106 GrB
20LCA80BR001MR | CEP-2, Discharge Line | 20LCA80BR001 | PRODUCTION |  |  |  | A106 GrB
10LCA80BR501MR | Condensate System, CEP-2 Vent Line | 10LCA80BR501 | PRODUCTION |  |  |  | A106 GrB
20LCA80BR501MR | Condensate System, CEP-2 Vent Line | 20LCA80BR501 | PRODUCTION |  |  |  | A106 GrB
10LCA90AA501KA | Globe valve | 10LCA90AA501 | PRODUCTION |  |  | SA105 | A106 GrB
20LCA90AA501KA | Globe valve | 20LCA90AA501 | PRODUCTION |  |  | SA105 | A106 GrB
10LCA90BR001MR | CEP-3, Discharge Line | 10LCA90BR001 | PRODUCTION |  |  |  | A106 GrB
20LCA90BR001MR | CEP-3, Discharge Line | 20LCA90BR001 | PRODUCTION |  |  |  | A106 GrB
10LCA90BR501MR | Condensate System, CEP-3 Vent Line | 10LCA90BR501 | PRODUCTION |  |  |  | A106 GrB
20LCA90BR501MR | Condensate System, CEP-3 Vent Line | 20LCA90BR501 | PRODUCTION |  |  |  | A106 GrB
10LCB20CP502QP | Pressure Gauge | 10LCB20CP502 | PRODUCTION
20LCB20CP502QP | Pressure Gauge | 20LCB20CP502 | PRODUCTION
10LCB30CP502QP | Pressure Gauge | 10LCB30CP502 | PRODUCTION
20LCB30CP502QP | Pressure Gauge | 20LCB30CP502 | PRODUCTION
10LCC10AA303KA | Globe valve | 10LCC10AA303 | PRODUCTION |  |  | SA105
20LCC10AA303KA | Globe valve | 20LCC10AA303 | PRODUCTION |  |  | SA105
10LCC10AA304KA | Globe valve | 10LCC10AA304 | PRODUCTION |  |  | SA105
20LCC10AA304KA | Globe valve | 20LCC10AA304 | PRODUCTION |  |  | SA105
10LCC10AA305KA | Globe valve | 10LCC10AA305 | PRODUCTION |  |  | SA105
20LCC10AA305KA | Globe valve | 20LCC10AA305 | PRODUCTION |  |  | SA105
10LCC10AA306KA | Globe valve | 10LCC10AA306 | PRODUCTION |  |  | SA105
20LCC10AA306KA | Globe valve | 20LCC10AA306 | PRODUCTION |  |  | SA105
10LCC10AA307KA | Globe valve | 10LCC10AA307 | PRODUCTION |  |  | SA105
20LCC10AA307KA | Globe valve | 20LCC10AA307 | PRODUCTION |  |  | SA105
10LCC10AA308KA | Globe valve | 10LCC10AA308 | PRODUCTION |  |  | SA105
20LCC10AA308KA | Globe valve | 20LCC10AA308 | PRODUCTION |  |  | SA105
10LCC10AA310KA | Globe valve | 10LCC10AA310 | PRODUCTION |  |  | SA105
20LCC10AA310KA | Globe valve | 20LCC10AA310 | PRODUCTION |  |  | SA105
10LCC10AA406KA | Ball valve | 10LCC10AA406 | PRODUCTION
20LCC10AA406KA | Ball valve | 20LCC10AA406 | PRODUCTION
10LCC10BR001MR | LP Heater, Stand Pipe | 10LCC10BR001 | PRODUCTION
20LCC10BR001MR | LP Heater, Stand Pipe | 20LCC10BR001 | PRODUCTION
10LCC10BR002MR | LP Heater, Operating Vent To Condenser | 10LCC10BR002 | PRODUCTION |  |  |  | A106 GrB
20LCC10BR002MR | LP Heater, Operating Vent To Condenser | 20LCC10BR002 | PRODUCTION |  |  |  | A106 GrB
10LCC10BR003MR | LP Heater, Shell Start Up Vent | 10LCC10BR003 | PRODUCTION |  |  |  | A106 GrB
20LCC10BR003MR | LP Heater, Shell Start Up Vent | 20LCC10BR003 | PRODUCTION |  |  |  | A106 GrB
10LCC10BR004MR | LP Heater,Drain Line | 10LCC10BR004 | PRODUCTION
20LCC10BR004MR | LP Heater,Drain Line | 20LCC10BR004 | PRODUCTION
10LCC10BR005MR | LP Heater,Drain Line | 10LCC10BR005 | PRODUCTION
20LCC10BR005MR | LP Heater,Drain Line | 20LCC10BR005 | PRODUCTION
10LCC10BR008MR | LP heater,Emergency Drain Line, Drain Valve Line | 10LCC10BR008 | PRODUCTION
20LCC10BR008MR | LP heater,Emergency Drain Line, Drain Valve Line | 20LCC10BR008 | PRODUCTION
10LCC10BR009MR | LP Heater, Normal Drain To LP Flash Box | 10LCC10BR009 | PRODUCTION
20LCC10BR009MR | LP Heater, Normal Drain To LP Flash Box | 20LCC10BR009 | PRODUCTION
10LCC10BR011MR | LP Heater, Normal Drain Line, Drain Valve Line | 10LCC10BR011 | PRODUCTION
20LCC10BR011MR | LP Heater, Normal Drain Line, Drain Valve Line | 20LCC10BR011 | PRODUCTION
10LCC10BR403MR | LP Heater,Drain Line | 10LCC10BR403 | PRODUCTION |  |  |  | A106 GrB
20LCC10BR403MR | LP Heater,Drain Line | 20LCC10BR403 | PRODUCTION |  |  |  | A106 GrB
10LCC10BR404MR | LP Heater,Drain Line | 10LCC10BR404 | PRODUCTION |  |  |  | A106 GrB
20LCC10BR404MR | LP Heater,Drain Line | 20LCC10BR404 | PRODUCTION |  |  |  | A106 GrB
10LCC10BR405MR | LP Heater, Drain Line | 10LCC10BR405 | PRODUCTION |  |  |  | A106 GrB
20LCC10BR405MR | LP Heater, Drain Line | 20LCC10BR405 | PRODUCTION |  |  |  | A106 GrB
10LCC10BR501MR | LP Heater, Vent Line | 10LCC10BR501 | PRODUCTION |  |  |  | A106 GrB
20LCC10BR501MR | LP Heater, Vent Line | 20LCC10BR501 | PRODUCTION |  |  |  | A106 GrB
10LCC10BR502MR | LP Heater, TRV Vent Line | 10LCC10BR502 | PRODUCTION |  |  |  | A106 GrB
20LCC10BR502MR | LP Heater, TRV Vent Line | 20LCC10BR502 | PRODUCTION |  |  |  | A106 GrB
10LCC10BS001MZ | LP Heater, Flow Orifice | 10LCC10BS001 | PRODUCTION
20LCC10BS001MZ | LP Heater, Flow Orifice | 20LCC10BS001 | PRODUCTION
10LCC10CP501QP | Pressure Gauge | 10LCC10CP501 | PRODUCTION |  |  | BSPG - V
10LCC10GA101-J01 | Main condensate heating system, Junction box | 10LCC10GA101 | PRODUCTION
20LCC10GA101-J01 | Main condensate heating system, Junction box | 20LCC10GA101 | PRODUCTION
10LCC20BR010MR | LP Heater, Safety Valve Discharge | 10LCC20BR010 | PRODUCTION |  |  |  | A106 GrB
20LCC20BR010MR | LP Heater, Safety Valve Discharge | 20LCC20BR010 | PRODUCTION |  |  |  | A106 GrB
10LCE10BR301MR | CEP Discharge Spray Water to GSS DSH, Pressure Measurement | 10LCE10BR301 | PRODUCTION |  |  |  | A106 GrB
20LCE10BR301MR | CEP Discharge Spray Water to GSS DSH, Pressure Measurement | 20LCE10BR301 | PRODUCTION |  |  |  | A106 GrB
10LCE10GA101-J01 | Condensate desuperheating spray system, Junction box | 10LCE10GA101 | PRODUCTION
20LCE10GA101-J01 | Condensate desuperheating spray system, Junction box | 20LCE10GA101 | PRODUCTION
10LCE15AA401KA | Globe valve | 10LCE15AA401 | PRODUCTION |  |  | SA105 | SA105
20LCE15AA401KA | Globe valve | 20LCE15AA401 | PRODUCTION |  |  | SA105 | SA105
10LCE15BR001MR | Condensate System, CEP Discharge Header for Water Spray | 10LCE15BR001 | PRODUCTION |  |  |  | A106 GrB
20LCE15BR001MR | Condensate System, CEP Discharge Header for Water Spray | 20LCE15BR001 | PRODUCTION |  |  |  | A106 GrB
10LCE15BR002MR | Condensate System, CEP Discharge Header for Water Spray | 10LCE15BR002 | PRODUCTION |  |  |  | A106 GrB
20LCE15BR002MR | Condensate System, CEP Discharge Header for Water Spray | 20LCE15BR002 | PRODUCTION |  |  |  | A106 GrB
10LCE15BR003MR | Condensate System, CEP Discharge Header for Water Spray | 10LCE15BR003 | PRODUCTION |  |  |  | A106 GrB
20LCE15BR003MR | Condensate System, CEP Discharge Header for Water Spray | 20LCE15BR003 | PRODUCTION |  |  |  | A106 GrB
10LCE15BR401MR | Condensate System, CEP Discharge Spray Water Header Drain Line | 10LCE15BR401 | PRODUCTION |  |  |  | A106 GrB
20LCE15BR401MR | Condensate System, CEP Discharge Spray Water Header Drain Line | 20LCE15BR401 | PRODUCTION |  |  |  | A106 GrB
10LCE26AA102KA | Non-Return Valve | 10LCE26AA102 | PRODUCTION |  |  | SA217 Gr WC6 | SA217 Gr WCB
20LCE26AA102KA | Non-Return Valve | 20LCE26AA102 | PRODUCTION |  |  | SA217 Gr WC6 | SA217 Gr WCB
10LCE26AA103KA | Gate Valve | 10LCE26AA103 | PRODUCTION |  |  | SA216 Gr WCB | SA216 Gr WCB
20LCE26AA103KA | Gate Valve | 20LCE26AA103 | PRODUCTION |  |  | SA216 Gr WCB | SA216 Gr WCB
10LCE26AA105KA | Condensate To Bypass Valve, Control Valve | 10LCE26AA105 | PRODUCTION
20LCE26AA105KA | Condensate To Bypass Valve, Control Valve | 20LCE26AA105 | PRODUCTION
10LCE26AA106KA | Globe valve | 10LCE26AA106 | PRODUCTION |  |  | SA105 | SA105
20LCE26AA106KA | Globe valve | 20LCE26AA106 | PRODUCTION |  |  | SA105 | SA105
10LCE26AA107KA | Globe valve | 10LCE26AA107 | PRODUCTION |  |  | SA105 | SA105
20LCE26AA107KA | Globe valve | 20LCE26AA107 | PRODUCTION |  |  | SA105 | SA105
10LCE26BR101MR | Condensate System, CEP Discharge To Bypass valve | 10LCE26BR101 | PRODUCTION |  |  |  | A106 GrB
20LCE26BR101MR | Condensate System, CEP Discharge To Bypass valve | 20LCE26BR101 | PRODUCTION |  |  |  | A106 GrB
10LCE26BR102MR | Condensate System, CEP Discharge To Bypass valve | 10LCE26BR102 | PRODUCTION |  |  |  | A335-P11
20LCE26BR102MR | Condensate System, CEP Discharge To Bypass valve | 20LCE26BR102 | PRODUCTION |  |  |  | A335-P11
10LCE27AA401KA | Globe valve | 10LCE27AA401 | PRODUCTION |  |  | SA105 | SA105
20LCE27AA401KA | Globe valve | 20LCE27AA401 | PRODUCTION |  |  | SA105 | SA105
10LCE27BR001MR | Condensate System, Spray Water Line to Cond. Flash Box | 10LCE27BR001 | PRODUCTION |  |  |  | A106 GrB
20LCE27BR001MR | Condensate System, Spray Water Line to Cond. Flash Box | 20LCE27BR001 | PRODUCTION |  |  |  | A106 GrB
10LCE35AA301KA | Globe valve | 10LCE35AA301 | PRODUCTION |  |  | SA105 | SA105
20LCE35AA301KA | Globe valve | 20LCE35AA301 | PRODUCTION |  |  | SA105 | SA105
20LCE35AA302KA | Gate Valve | 20LCE35AA302 | PRODUCTION |  |  | SICCA800GTF | SA105
20LCE35AA304KA | Gate Valve | 20LCE35AA304 | PRODUCTION |  |  | SICCA800GTF | SA105
20LCE35AA306KA | Non-Return Valve | 20LCE35AA306 | PRODUCTION |  |  | SICCA800GTF | SA105
10LCE35BR001MR | CEP Discharge Spray Water to GSS DSH | 10LCE35BR001 | PRODUCTION |  |  |  | A106 GrB
20LCE35BR001MR | CEP Discharge Spray Water to GSS DSH | 20LCE35BR001 | PRODUCTION |  |  |  | A106 GrB
10LCE35BR010MR | CEP Discharge Spray Water to GSS DSH Bypass | 10LCE35BR010 | PRODUCTION |  |  |  | A106 GrB
20LCE35BR010MR | CEP Discharge Spray Water to GSS DSH Bypass | 20LCE35BR010 | PRODUCTION |  |  |  | A106 GrB
10LCE40AA005KA | Deaerator initial heating line TCV positioner | 10LCE40AA005 | PRODUCTION
20LCE40AA005KA | Deaerator initial heating line TCV positioner | 20LCE40AA005 | PRODUCTION
10LCE45AA103KA | Auxilliary steam temperature control valve positioner | 10LCE45AA103 | PRODUCTION
20LCE45AA103KA | Auxilliary steam temperature control valve positioner | 20LCE45AA103 | PRODUCTION
10LCE45CP501QP | Pressure Gauge | 10LCE45CP501 | PRODUCTION
20LCE45CP501QP | Pressure Gauge | 20LCE45CP501 | PRODUCTION
10LCE45CT501QP | Temperature gauge | 10LCE45CT501 | PRODUCTION
20LCE45CT501QP | Temperature gauge | 20LCE45CT501 | PRODUCTION
20LCE55AA001KA | Gate Valve | 20LCE55AA001 | PRODUCTION |  |  | SICCA800GTF | SA105
20LCE55AA003KA | Gate Valve | 20LCE55AA003 | PRODUCTION |  |  | SICCA800GTF | SA105
10LCE55AA004KA | Globe valve | 10LCE55AA004 | PRODUCTION |  |  | SA105 | SA105
20LCE55AA004KA | Globe valve | 20LCE55AA004 | PRODUCTION |  |  | SA105 | SA105
10LCE55AA005KA | Globe valve | 10LCE55AA005 | PRODUCTION |  |  | SA105 | SA105
20LCE55AA005KA | Globe valve | 20LCE55AA005 | PRODUCTION |  |  | SA105 | SA105
10LCE55BR001MR | Exhaust hood Spray line | 10LCE55BR001 | PRODUCTION |  |  |  | A106 GrB
20LCE55BR001MR | Exhaust hood Spray line | 20LCE55BR001 | PRODUCTION |  |  |  | A106 GrB
10LCE55BR010MR | Exhaust hood Spray line, Bypass | 10LCE55BR010 | PRODUCTION |  |  |  | A106 GrB
20LCE55BR010MR | Exhaust hood Spray line, Bypass | 20LCE55BR010 | PRODUCTION |  |  |  | A106 GrB
10LCE55BR301MR | Exhaust hood Spray line, Pressure Measurement | 10LCE55BR301 | PRODUCTION |  |  |  | A106 GrB
20LCE55BR301MR | Exhaust hood Spray line, Pressure Measurement | 20LCE55BR301 | PRODUCTION |  |  |  | A106 GrB
10LCF50AA101KA | Turbine Bypass Valve | 10LCF50AA101 | PRODUCTION
20LCF50AA101KA | Turbine Bypass Valve | 20LCF50AA101 | PRODUCTION
20LCH10AA004KA | Gate Valve | 20LCH10AA004 | PRODUCTION |  |  | SICCA300GTC | SA216 Gr WCB
10LCH10AA101KA | Globe valve | 10LCH10AA101 | PRODUCTION |  |  | SA105 | SA105
20LCH10AA101KA | Globe valve | 20LCH10AA101 | PRODUCTION |  |  | SA105 | SA105
10LCH10BB001KD | Condenser flash box | 10LCH10BB001 | PRODUCTION
20LCH10BB001KD | Condenser flash box | 20LCH10BB001 | PRODUCTION
10LCH10BR001MR | Normal Drain From HP Heater | 10LCH10BR001 | PRODUCTION |  |  |  | A106 GrB
20LCH10BR001MR | Normal Drain From HP Heater | 20LCH10BR001 | PRODUCTION |  |  |  | A106 GrB
10LCH10BR402MR | HP Condensate Flash Box Loop Drain line | 10LCH10BR402 | PRODUCTION |  |  |  | A106 GrB
20LCH10BR402MR | HP Condensate Flash Box Loop Drain line | 20LCH10BR402 | PRODUCTION |  |  |  | A106 GrB
20LCH20AA001KA | Gate Valve | 20LCH20AA001 | PRODUCTION |  |  | SA216 Gr WCB
10LCH20BR001MR | HPH Emergency Drain to Flash Tank | 10LCH20BR001 | PRODUCTION |  |  |  | A106 GrB
20LCH20BR001MR | HPH Emergency Drain to Flash Tank | 20LCH20BR001 | PRODUCTION |  |  |  | A106 GrB
10LCH30AA006KA | Gate Valve | 10LCH30AA006 | PRODUCTION |  |  | SA216 Gr WCB
20LCH30AA006KA | Gate Valve | 20LCH30AA006 | PRODUCTION |  |  | SA216 Gr WCB
10LCH30AA007KA | Non-Return Valve | 10LCH30AA007 | PRODUCTION |  |  | BS1868/API594 | SA216 Gr WCB
10LCH30BR001MR | HPH Drain to Deaerator | 10LCH30BR001 | PRODUCTION |  |  |  | A106 GrB
20LCH30BR001MR | HPH Drain to Deaerator | 20LCH30BR001 | PRODUCTION |  |  |  | A106 GrB
10LCH40AA001KA | Gate valve | 10LCH40AA001 | PRODUCTION
20LCH40AA001KA | Gate valve | 20LCH40AA001 | PRODUCTION
10LCH40AA003KA | Gate Valve | 10LCH40AA003 | PRODUCTION |  |  | SA216 Gr WCB | SA216 Gr WCB
20LCH40AA003KA | Gate Valve | 20LCH40AA003 | PRODUCTION |  |  | SA216 Gr WCB | SA216 Gr WCB
10LCH40BR001MR | Emergency drain From HP to Flash box | 10LCH40BR001 | PRODUCTION |  |  |  | A106 GrB
20LCH40BR001MR | Emergency drain From HP to Flash box | 20LCH40BR001 | PRODUCTION |  |  |  | A106 GrB
20LCJ10AA004KA | Gate Valve | 20LCJ10AA004 | PRODUCTION |  |  | SICCA800GTF | SA105
10LCJ10AA405KA | Globe valve | 10LCJ10AA405 | PRODUCTION |  |  | SA105 | SA105
20LCJ10AA405KA | Globe valve | 20LCJ10AA405 | PRODUCTION |  |  | SA105 | SA105
10LCJ10BB001KD | LP Condenser Flash-Box | 10LCJ10BB001 | PRODUCTION
20LCJ10BB001KD | LP Condenser Flash-Box | 20LCJ10BB001 | PRODUCTION
10LCJ10BR001MR | LP Heater, Normal Drain Line Upstream PCV | 10LCJ10BR001 | PRODUCTION |  |  |  | A106 GrB
20LCJ10BR001MR | LP Heater, Normal Drain Line Upstream PCV | 20LCJ10BR001 | PRODUCTION |  |  |  | A106 GrB
10LCJ10BR002MR | LP Heater, Normal Drain to Nearest Drain Trench | 10LCJ10BR002 | PRODUCTION
20LCJ10BR002MR | LP Heater, Normal Drain to Nearest Drain Trench | 20LCJ10BR002 | PRODUCTION
20LCJ20AA001KA | Gate Valve | 20LCJ20AA001 | PRODUCTION |  |  | SICCA800GTF | SA105
10LCJ20AA406KA | Globe valve | 10LCJ20AA406 | PRODUCTION |  |  | SA105 | SA105
20LCJ20AA406KA | Globe valve | 20LCJ20AA406 | PRODUCTION |  |  | SA105 | SA105
10LCJ20BR001MR | LPH Emergency Drain to Flash Tank Upstream PCV | 10LCJ20BR001 | PRODUCTION |  |  |  | A106 GrB
20LCJ20BR001MR | LPH Emergency Drain to Flash Tank Upstream PCV | 20LCJ20BR001 | PRODUCTION |  |  |  | A106 GrB
10LCJ20BR002MR | LPH Emergency Drain to Nearest Drain Trench | 10LCJ20BR002 | PRODUCTION
20LCJ20BR002MR | LPH Emergency Drain to Nearest Drain Trench | 20LCJ20BR002 | PRODUCTION
10LCJ30AA006KA | Gate Valve | 10LCJ30AA006 | PRODUCTION |  |  | SA216 Gr WCB | SA216 Gr WCB
20LCJ30AA006KA | Gate Valve | 20LCJ30AA006 | PRODUCTION |  |  | SA216 Gr WCB | SA216 Gr WCB
10LCJ30BR001MR | LP Heater, Normal Drain Line Downstream PCV | 10LCJ30BR001 | PRODUCTION |  |  |  | A106 GrB
20LCJ30BR001MR | LP Heater, Normal Drain Line Downstream PCV | 20LCJ30BR001 | PRODUCTION |  |  |  | A106 GrB
10LCJ40AA003KA | Gate Valve | 10LCJ40AA003 | PRODUCTION |  |  | SA216 Gr WCB | SA216 Gr WCB
20LCJ40AA003KA | Gate Valve | 20LCJ40AA003 | PRODUCTION |  |  | SA216 Gr WCB | SA216 Gr WCB
10LCJ40BR001MR | LPH Emergency Drain to Flash Tank Downstream PCV | 10LCJ40BR001 | PRODUCTION |  |  |  | A106 GrB
20LCJ40BR001MR | LPH Emergency Drain to Flash Tank Downstream PCV | 20LCJ40BR001 | PRODUCTION |  |  |  | A106 GrB
20LCM10AA509KA | Ejector System Drain Line | 20LCM10AA509 | PRODUCTION |  |  | SW800CL | SA105
10LCM10BR001MR | Ejector System, Intercondeser loop for Drain | 10LCM10BR001 | PRODUCTION |  |  |  | A106 GrB
20LCM10BR001MR | Ejector System, Intercondeser loop for Drain | 20LCM10BR001 | PRODUCTION |  |  |  | A106 GrB
10LCM10BR002MR | Ejector System, After Condenser Drain Line | 10LCM10BR002 | PRODUCTION |  |  |  | A106 GrB
20LCM10BR002MR | Ejector System, After Condenser Drain Line | 20LCM10BR002 | PRODUCTION |  |  |  | A106 GrB
10LCM10BR003MR | Ejector System, After Cond Drain To Ejector System | 10LCM10BR003 | PRODUCTION |  |  |  | A106 GrB
20LCM10BR003MR | Ejector System, After Cond Drain To Ejector System | 20LCM10BR003 | PRODUCTION |  |  |  | A106 GrB
10LCM10BR050MR | Ejector System, Silencer Drain | 10LCM10BR050 | PRODUCTION |  |  |  | A106 GrB
20LCM10BR050MR | Ejector System, Silencer Drain | 20LCM10BR050 | PRODUCTION |  |  |  | A106 GrB
10LCM10BR060MR | Ejector System, Steam Header Drain | 10LCM10BR060 | PRODUCTION |  |  |  | A106 GrB
20LCM10BR060MR | Ejector System, Steam Header Drain | 20LCM10BR060 | PRODUCTION |  |  |  | A106 GrB
10LCM10BR405MR | Ejector System, Drain line Intercondeser loop for Drain | 10LCM10BR405 | PRODUCTION |  |  |  | A106 GrB
20LCM10BR405MR | Ejector System, Drain line Intercondeser loop for Drain | 20LCM10BR405 | PRODUCTION |  |  |  | A106 GrB
10LCM10BR501MR | Ejector System, Vent line Intercondeser loop for Drain | 10LCM10BR501 | PRODUCTION |  |  |  | A106 GrB
20LCM10BR501MR | Ejector System, Vent line Intercondeser loop for Drain | 20LCM10BR501 | PRODUCTION |  |  |  | A106 GrB
10LCM10BR503MR | Ejector System, Inter Condenser Channel Vent | 10LCM10BR503 | PRODUCTION |  |  |  | A106 GrB
20LCM10BR503MR | Ejector System, Inter Condenser Channel Vent | 20LCM10BR503 | PRODUCTION |  |  |  | A106 GrB
10LCM10BR504MR | Ejector System, Inter Condenser Channel Drain | 10LCM10BR504 | PRODUCTION |  |  |  | A106 GrB
20LCM10BR504MR | Ejector System, Inter Condenser Channel Drain | 20LCM10BR504 | PRODUCTION |  |  |  | A106 GrB
10LCM10BR505MR | Ejector System, Water Box Vent | 10LCM10BR505 | PRODUCTION |  |  |  | A106 GrB
20LCM10BR505MR | Ejector System, Water Box Vent | 20LCM10BR505 | PRODUCTION |  |  |  | A106 GrB
10LCM10BR506MR | Ejector System, Water Box Drain | 10LCM10BR506 | PRODUCTION |  |  |  | A106 GrB
20LCM10BR506MR | Ejector System, Water Box Drain | 20LCM10BR506 | PRODUCTION |  |  |  | A106 GrB
10LCM10BR507MR | Ejector System, After Condenser Channel Vent | 10LCM10BR507 | PRODUCTION |  |  |  | A106 GrB
20LCM10BR507MR | Ejector System, After Condenser Channel Vent | 20LCM10BR507 | PRODUCTION |  |  |  | A106 GrB
10LCM10BR508MR | Ejector System, After Condenser Channel Drain | 10LCM10BR508 | PRODUCTION |  |  |  | A106 GrB
20LCM10BR508MR | Ejector System, After Condenser Channel Drain | 20LCM10BR508 | PRODUCTION |  |  |  | A106 GrB
10LCM30AB001KB | Steam Trap | 10LCM30AB001 | PRODUCTION
20LCM30AB001KB | Steam Trap | 20LCM30AB001 | PRODUCTION
10LCM30BR001MR | GSC Drain Loop | 10LCM30BR001 | PRODUCTION |  |  |  | A106 GrB
20LCM30BR001MR | GSC Drain Loop | 20LCM30BR001 | PRODUCTION |  |  |  | A106 GrB
10LCM30BR002MR | GSC Drain line to the Condesner | 10LCM30BR002 | PRODUCTION |  |  |  | A106 GrB
20LCM30BR002MR | GSC Drain line to the Condenser | 20LCM30BR002 | PRODUCTION |  |  |  | A106 GrB
10LCM30BR003MR | GSC Drain Loop Drain valve | 10LCM30BR003 | PRODUCTION |  |  |  | A106 GrB
20LCM30BR003MR | GSC Drain Loop Drain valve | 20LCM30BR003 | PRODUCTION |  |  |  | A106 GrB
10LCM30BR010MR | Overfire air steam preheater to Condensate tank | 10LCM30BR010 | PRODUCTION |  |  | DN 100 | SA 106B
20LCM30BR010MR | Overfire air steam preheater to Condensate tank | 20LCM30BR010 | PRODUCTION |  |  | DN 100 | SA 106B
10LCM30BR011MR | Combustion air SCAH condensate to Combustion air SCAH condensate | 10LCM30BR011 | PRODUCTION |  |  | DN 100 | SA 106B
20LCM30BR011MR | Combustion air SCAH condensate to Combustion air SCAH condensate | 20LCM30BR011 | PRODUCTION |  |  | DN 100 | SA 106B
10LCM30BR501MR | Vent of Drain Loop | 10LCM30BR501 | PRODUCTION |  |  |  | A106 GrB
20LCM30BR501MR | Vent of Drain Loop | 20LCM30BR501 | PRODUCTION |  |  |  | A106 GrB
10LCM31AB001KB | Steam Trap | 10LCM31AB001 | PRODUCTION |  |  | BK45 | A105
20LCM31AP001KP | Boiler condensate pump 1 | 20LCM31AP001 | PRODUCTION
20LCM31AP001-M01 | Boiler condensate pump 1, motor | 20LCM31AP001 | PRODUCTION
10LCM31BR010MR | LP steam drain to Condensate tank | 10LCM31BR010 | PRODUCTION |  |  | DN 25 | SA 106B
20LCM31BR010MR | LP steam drain to Condensate tank | 20LCM31BR010 | PRODUCTION |  |  | DN 25 | SA 106B
10LCM31BR020MR | LP steam pipe drain to LP steam pipe drain | 10LCM31BR020 | PRODUCTION |  |  | DN 25 | SA 106B
20LCM31BR020MR | LP steam pipe drain to LP steam pipe drain | 20LCM31BR020 | PRODUCTION |  |  | DN 25 | SA 106B
10LCM32AB001KB | Steam Trap | 10LCM32AB001 | PRODUCTION
20LCM32AB001KB | Steam Trap | 20LCM32AB001 | PRODUCTION
20LCM32AP001KP | Boiler condensate pump 2 | 20LCM32AP001 | PRODUCTION
20LCM32AP001-M01 | Boiler condensate pump 2, motor | 20LCM32AP001 | PRODUCTION
10LCM32BR010MR | Condensate line | 10LCM32BR010 | PRODUCTION
20LCM32BR010MR | Clean drains system (collecting and return system) | 20LCM32BR010 | PRODUCTION
10LCM32BR020MR | Condensate line | 10LCM32BR020 | PRODUCTION
20LCM32BR020MR | LP steam drain Condensate | 20LCM32BR020 | PRODUCTION
10LCM40AB001KB | Steam Trap | 10LCM40AB001 | PRODUCTION
20LCM40AB001KB | Steam Trap | 20LCM40AB001 | PRODUCTION
10LCM40BR010MR | Primary air steam preheater to Condensate tank | 10LCM40BR010 | PRODUCTION |  |  | DN 80 | SA 106B
20LCM40BR010MR | Primary air steam preheater to Condensate tank | 20LCM40BR010 | PRODUCTION |  |  | DN 80 | SA 106B
10LCM40BR020MR | Primary air SCAH condensate to Primary air SCAH condensate | 10LCM40BR020 | PRODUCTION |  |  | DN 80 | SA 106B
20LCM40BR020MR | Primary air SCAH condensate to Primary air SCAH condensate | 20LCM40BR020 | PRODUCTION |  |  | DN 80 | SA 106B
10LCM41AB001KB | Steam Trap | 10LCM41AB001 | PRODUCTION |  |  | BK45 | A105
10LCM41BR010MR | LP steam drain to Condensate tank | 10LCM41BR010 | PRODUCTION |  |  | DN 25 | SA 106B
20LCM41BR010MR | LP steam drain to Condensate tank | 20LCM41BR010 | PRODUCTION |  |  | DN 25 | SA 106B
10LCM41BR020MR | LP steam pipe drain to LP steam pjpe drain | 10LCM41BR020 | PRODUCTION |  |  | DN 25 | SA 106B
20LCM41BR020MR | LP steam pipe drain to LP steam pipe drain | 20LCM41BR020 | PRODUCTION |  |  | DN 25 | SA 106B
20LCN10AB001KB | Condensate tank steam trap | 20LCN10AB001 | PRODUCTION |  |  | Condensate pot
10LCN10BR060MR | Condensate tank to Pipe end flange | 10LCN10BR060 | PRODUCTION |  |  |  | SA 106B
20LCN10BR060MR | Condensate tank to Pipe end flange | 20LCN10BR060 | PRODUCTION |  |  |  | SA 106B
10LCN11BR010MR | Condensate tank to Condensate pump 1 | 10LCN11BR010 | PRODUCTION |  |  | DN 50 | SA 106B
20LCN11BR010MR | Condensate tank to Condensate pump 1 | 20LCN11BR010 | PRODUCTION |  |  | DN 50 | SA 106B
10LCN11BR011MR | Condensate pump 1 drain to Outlet, sump | 10LCN11BR011 | PRODUCTION |  |  | DN 25 | SA 106B
20LCN11BR011MR | Condensate pump 1 drain to Outlet, sump | 20LCN11BR011 | PRODUCTION |  |  | DN 25 | SA 106B
10LCN12BR010MR | Condensate tank to Condensate pump 2 | 10LCN12BR010 | PRODUCTION |  |  | DN 50 | SA 106B
20LCN12BR010MR | Condensate tank to Condensate pump 2 | 20LCN12BR010 | PRODUCTION |  |  | DN 50 | SA 106B
10LCN12BR011MR | Condensate pump 2 drain to Outlet, sump | 10LCN12BR011 | PRODUCTION |  |  | DN 25 | SA 106B
20LCN12BR011MR | Condensate pump 2 drain to Outlet, sump | 20LCN12BR011 | PRODUCTION |  |  | DN 25 | SA 106B
10LCN25BR010MR | Clean condensate tank to Deaerator | 10LCN25BR010 | PRODUCTION |  |  | DN 40 | SA 106B
20LCN25BR010MR | Clean condensate tank to Deaerator | 20LCN25BR010 | PRODUCTION |  |  | DN 40 | SA 106B
10LCN26BR010MR | Condensate pump 2 to Feed water tank | 10LCN26BR010 | PRODUCTION |  |  | DN 40 | SA 106B
20LCN26BR010MR | Condensate pump 2 to Feed water tank | 20LCN26BR010 | PRODUCTION |  |  | DN 40 | SA 106B
10LCN27BR010MR | Condensate pump 1 to Condensate tank | 10LCN27BR010 | PRODUCTION |  |  | DN 25 | SA 106B
20LCN27BR010MR | Condensate pump 1 to Condensate tank | 20LCN27BR010 | PRODUCTION |  |  | DN 25 | SA 106B
10LCN28BR010MR | Condensate pump 2 to Condensate tank | 10LCN28BR010 | PRODUCTION |  |  | DN 25 | SA 106B
20LCN28BR010MR | Condensate pump 2 to Condensate tank | 20LCN28BR010 | PRODUCTION |  |  | DN 25 | SA 106B
10LCN30BR010MR | LP condensate from tank (Andritz) to LP condensate to feed water tank (SP) | 10LCN30BR010 | PRODUCTION |  |  | DN 40 | SA 106B
10MAV10CT001-U01 | Temperature transmitter | 10MAV10CT001 | PRODUCTION
20LCN30BR010MR | LP condensate from tank (Andritz) to LP condensate to feed water tank (SP) | 20LCN30BR010 | PRODUCTION |  |  | DN 40 | SA 106B
10LCN31BR010MR | Condensate before pumps to Condensate after pumps | 10LCN31BR010 | PRODUCTION |  |  | DN 25 | SA 106B
20LCN31BR010MR | Condensate before pumps to Condensate after pumps | 20LCN31BR010 | PRODUCTION |  |  | DN 25 | SA 106B
10LCN32AA101KA | Valves_and_Actuators | 10LCN32AA101 | PRODUCTION
20LCN32AA101KA | Valves_and_Actuators | 20LCN32AA101 | PRODUCTION
10LCN32BR010MR | Condensate pumps to Blow-down tank | 10LCN32BR010 | PRODUCTION |  |  | DN 40 | SA 106B
20LCN32BR010MR | Condensate pumps to Blow-down tank | 20LCN32BR010 | PRODUCTION |  |  | DN 40 | SA 106B
10LCN51BR010MR | Auxiliary steam condensate system (collecting and returnsystem) | 10LCN51BR010 | PRODUCTION
20LCN51BR010MR | Auxiliary steam condensate system (collecting and returnsystem) | 20LCN51BR010 | PRODUCTION
10LCN51BR040MR | Condensate tank to Outlet, sump | 10LCN51BR040 | PRODUCTION |  |  | DN 25 | SA 106B
20LCN51BR040MR | Condensate tank to Outlet, sump | 20LCN51BR040 | PRODUCTION |  |  | DN 25 | SA 106B
20LCN52BP001MR | Orifice | 20LCN52BP001 | PRODUCTION |  |  | Orifice plate | SA240
10LCN52BR010MR | Condensate tank to Blow-down tank vent stack | 10LCN52BR010 | PRODUCTION |  |  | DN 25 | SA 106B
20LCN52BR010MR | Condensate tank to Blow-down tank vent stack | 20LCN52BR010 | PRODUCTION |  |  | DN 25 | SA 106B
10LDH01BA001KD | Dearator overflow flash tank 1 | 10LDH01BA001 | PRODUCTION
20LDH01BA001KD | Dearator overflow flash tank 2 | 20LDH01BA001 | PRODUCTION
10LDH01BR001MR | Deaerator overflow flash tank unit-1 to drain trench | 10LDH01BR001 | PRODUCTION |  |  |  | ASTM A 53 GR-B
20LDH01BR001MR | Deaerator overflow flash tank unit-2 to drain trench | 20LDH01BR001 | PRODUCTION |  |  |  | ASTM A 53 GR-B
10LDH01BR002MR | Deaerator overflow flash tank unit-1 to vent line | 10LDH01BR002 | PRODUCTION |  |  |  | ASTM A 53 GR-B
20LDH01BR002MR | Deaerator overflow flash tank unit-2 to vent line | 20LDH01BR002 | PRODUCTION |  |  |  | ASTM A 53 GR-B
10LDH01BR003MR | Tapping from deaerator overflow flash tank unit- 1 drain loop line to vent line | 10LDH01BR003 | PRODUCTION |  |  |  | ASTM A 53 GR-B
20LDH01BR003MR | Tapping from deaerator overflow flash tank unit- 2 drain loop line to vent line | 20LDH01BR003 | PRODUCTION |  |  |  | ASTM A 53 GR-B
10LFC10BR010MR | Common drain and vent systems | 10LFC10BR010 | PRODUCTION
20LFC10BR010MR | Common drain and vent systems | 20LFC10BR010 | PRODUCTION
20LFJ10AP001KP | Preservation pump | 20LFJ10AP001 | PRODUCTION
20LFJ10AP001-M01 | Preservation pump - motor | 20LFJ10AP001 | PRODUCTION
10LFJ11BR010MR | FW pipe drain to Preservation line shut-off | 10LFJ11BR010 | PRODUCTION |  |  | DN 25 | SA106B
20LFJ11BR010MR | FW pipe drain to Preservation line shut-off | 20LFJ11BR010 | PRODUCTION |  |  | DN 25 | SA106B
10LFJ11BR011MR | Preservation line shut-off to Hose Coupling | 10LFJ11BR011 | PRODUCTION |  |  | DN 25 | SA106B
20LFJ11BR011MR | Preservation line shut-off to Hose Coupling | 20LFJ11BR011 | PRODUCTION |  |  | DN 25 | SA106B
10LFJ12BR010MR | Furnace left downcomer to Preservation | 10LFJ12BR010 | PRODUCTION |  |  | DN 25 | SA106B
20LFJ12BR010MR | Furnace left downcomer to Preservation | 20LFJ12BR010 | PRODUCTION |  |  | DN 25 | SA106B
10LFJ12BR020MR | Preservation to Furnace left downcomer | 10LFJ12BR020 | PRODUCTION |  |  | DN 25 | SA106B
20LFJ12BR020MR | Preservation to Furnace left downcomer | 20LFJ12BR020 | PRODUCTION |  |  | DN 25 | SA106B
10LFJ13BR010MR | Furnace right downcomer to Preservation shut-off 2, right | 10LFJ13BR010 | PRODUCTION |  |  | DN 25 | SA106B
20LFJ13BR010MR | Furnace right downcomer to Preservation shut-off 2, right | 20LFJ13BR010 | PRODUCTION |  |  | DN 25 | SA106B
10LFJ13BR020MR | Preservation to Furnace left downcomer | 10LFJ13BR020 | PRODUCTION |  |  | DN 25 | SA106B
20LFJ13BR020MR | Preservation to Furnace right side downcomer | 20LFJ13BR020 | PRODUCTION |  |  | DN 25 | SA106B
10MAA10CG050-U01 | Position transmitter | 10MAA10CG050 | PRODUCTION
20MAA10CG050-U01 | Position transmitter | 20MAA10CG050 | PRODUCTION
10MAA20CG050-U01 | Position transmitter | 10MAA20CG050 | PRODUCTION
20MAA20CG050-U01 | Position transmitter | 20MAA20CG050 | PRODUCTION
10MAA26AA001KA | control valve 1, HP turbine | 10MAA26AA001 | PRODUCTION
20MAA26AA001KA | control valve 1, HP turbine | 20MAA26AA001 | PRODUCTION
10MAA26AA002KA | control valve 2, HP turbine | 10MAA26AA002 | PRODUCTION
20MAA26AA002KA | control valve 2, HP turbine | 20MAA26AA002 | PRODUCTION
10MAA26AA003KA | control valve 3, HP turbine | 10MAA26AA003 | PRODUCTION
20MAA26AA003KA | control valve 3, HP turbine | 20MAA26AA003 | PRODUCTION
10MAA26AA004KA | control valve 4, HP turbine | 10MAA26AA004 | PRODUCTION
20MAA26AA004KA | control valve 4, HP turbine | 20MAA26AA004 | PRODUCTION
10MAA26AA301KA | Globe valve | 10MAA26AA301 | PRODUCTION |  |  | SA182 F91 | SA182 F91
20MAA26AA301KA | Globe valve | 20MAA26AA301 | PRODUCTION |  |  | SA182 F91 | SA182 F91
10MAA26AA302KA | Globe valve | 10MAA26AA302 | PRODUCTION |  |  | SA182 F91 | SA182 F91
20MAA26AA302KA | Globe valve | 20MAA26AA302 | PRODUCTION |  |  | SA182 F91 | SA182 F91
10MAA26AA303KA | Globe valve | 10MAA26AA303 | PRODUCTION |  |  | SA105 | SA105
20MAA26AA303KA | Globe valve | 20MAA26AA303 | PRODUCTION |  |  | SA105 | SA105
10MAA26AA304KA | Globe valve | 10MAA26AA304 | PRODUCTION |  |  | SA105 | SA105
20MAA26AA304KA | Globe valve | 20MAA26AA304 | PRODUCTION |  |  | SA105 | SA105
10MAA26AA305KA | Globe valve | 10MAA26AA305 | PRODUCTION |  |  | SA105 | SA105
20MAA26AA305KA | Globe valve | 20MAA26AA305 | PRODUCTION |  |  | SA105 | SA105
10MAA26AA306KA | Globe valve | 10MAA26AA306 | PRODUCTION |  |  | SA105 | SA105
20MAA26AA306KA | Globe valve | 20MAA26AA306 | PRODUCTION |  |  | SA105 | SA105
10MAB10AA301KA | Globe valve | 10MAB10AA301 | PRODUCTION |  |  | SA182 F11 | SA182 F11
20MAB10AA301KA | Globe valve | 20MAB10AA301 | PRODUCTION |  |  | SA182 F11 | SA182 F11
10MAB10AA302KA | Globe valve | 10MAB10AA302 | PRODUCTION |  |  | SA182 F11 | SA182 F11
20MAB10AA302KA | Globe valve | 20MAB10AA302 | PRODUCTION |  |  | SA182 F11 | SA182 F11
10MAB10AA303KA | Globe valve | 10MAB10AA303 | PRODUCTION |  |  | SA105 | SA105
20MAB10AA303KA | Globe valve | 20MAB10AA303 | PRODUCTION |  |  | SA105 | SA105
10MAB10CT006AQB | Thermocouple With Field mounted Transmitter (type-K) | 10MAB10CT006A | PRODUCTION
10MAB10CT006A-U01 | Thermocouple With Field mounted Transmitter (type-K) | 10MAB10CT006A | PRODUCTION
10MAB10CT006QB | Thermocouple With Field mounted Transmitter (type-K) | 10MAB10CT006 | PRODUCTION
10MAB10CT006-U01 | Thermocouple With Field mounted Transmitter (type-K) | 10MAB10CT006 | PRODUCTION
20MAB10CT006AQB | Thermocouple With Field mounted Transmitter (type-K) | 20MAB10CT006A | PRODUCTION
20MAB10CT006A-U01 | Thermocouple With Field mounted Transmitter (type-K) | 20MAB10CT006A | PRODUCTION
20MAB10CT006QB | Thermocouple With Field mounted Transmitter (type-K) | 20MAB10CT006 | PRODUCTION
20MAB10CT006-U01 | Thermocouple With Field mounted Transmitter (type-K) | 20MAB10CT006 | PRODUCTION
10MAB10CT007QB | Thermocouple With Field mounted Transmitter (type-K) | 10MAB10CT007 | PRODUCTION
10MAB10CT007-U01 | Thermocouple With Field mounted Transmitter (type-K) | 10MAB10CT007 | PRODUCTION
20MAB10CT007QB | Thermocouple With Field mounted Transmitter (type-K) | 20MAB10CT007 | PRODUCTION
20MAB10CT007-U01 | Thermocouple With Field mounted Transmitter (type-K) | 20MAB10CT007 | PRODUCTION
10MAB10CT008QB | Thermocouple With Field mounted Transmitter (type-K) | 10MAB10CT008 | PRODUCTION
10MAB10CT008-U01 | Thermocouple With Field mounted Transmitter (type-K) | 10MAB10CT008 | PRODUCTION
20MAB10CT008QB | Thermocouple With Field mounted Transmitter (type-K) | 20MAB10CT008 | PRODUCTION
20MAB10CT008-U01 | Thermocouple With Field mounted Transmitter (type-K) | 20MAB10CT008 | PRODUCTION
10MAB10CT101-U01 | Temperature Transmitter | 10MAB10CT101 | PRODUCTION
20MAB10CT101-U01 | Temperature Transmitter | 20MAB10CT101 | PRODUCTION
10MAB10CT102-U01 | Temperature Transmitter | 10MAB10CT102 | PRODUCTION
20MAB10CT102-U01 | Temperature Transmitter | 20MAB10CT102 | PRODUCTION
10MAB10CT103-U01 | Temperature Transmitter | 10MAB10CT103 | PRODUCTION
20MAB10CT103-U01 | Temperature Transmitter | 20MAB10CT103 | PRODUCTION
10MAB10CT104-U01 | Temperature Transmitter | 10MAB10CT104 | PRODUCTION
20MAB10CT104-U01 | Temperature Transmitter | 20MAB10CT104 | PRODUCTION
10MAB10CT105-U01 | Temperature Transmitter | 10MAB10CT105 | PRODUCTION
20MAB10CT105-U01 | Temperature Transmitter | 20MAB10CT105 | PRODUCTION
10MAB10CT501QP | Temperature gauge | 10MAB10CT501 | PRODUCTION
20MAB10CT501QP | Temperature gauge | 20MAB10CT501 | PRODUCTION
10MAB10GA101-J01 | Turbine 1 Junction Box | 10MAB10GA101 | PRODUCTION
20MAB10GA101-J01 | Turbine 2 Junction Box | 20MAB10GA101 | PRODUCTION
10MAB10GA102-J01 | IP turbine, Junction box | 10MAB10GA102 | PRODUCTION
20MAB10GA102-J01 | IP turbine, Junction box | 20MAB10GA102 | PRODUCTION
10MAG10AA208KA | Globe valve | 10MAG10AA208 | PRODUCTION |  |  | SA105 | SA105
20MAG10AA208KA | Globe valve | 20MAG10AA208 | PRODUCTION |  |  | SA105 | SA105
10MAG10AA209KA | Globe valve | 10MAG10AA209 | PRODUCTION |  |  | SA105 | SA105
20MAG10AA209KA | Globe valve | 20MAG10AA209 | PRODUCTION |  |  | SA105 | SA105
10MAG10AA210KA | Globe valve | 10MAG10AA210 | PRODUCTION |  |  | SA105 | SA105
20MAG10AA210KA | Globe valve | 20MAG10AA210 | PRODUCTION |  |  | SA105 | SA105
10MAG10AA211KA | Globe valve | 10MAG10AA211 | PRODUCTION |  |  | SA105 | SA105
20MAG10AA211KA | Globe valve | 20MAG10AA211 | PRODUCTION |  |  | SA105 | SA105
10MAG10AA213KA | Globe valve | 10MAG10AA213 | PRODUCTION |  |  | SA105 | SA105
20MAG10AA213KA | Globe valve | 20MAG10AA213 | PRODUCTION |  |  | SA105 | SA105
10MAG10AA216KA | Globe valve | 10MAG10AA216 | PRODUCTION |  |  | SA105 | SA105
20MAG10AA216KA | Globe valve | 20MAG10AA216 | PRODUCTION |  |  | SA105 | SA105
10MAG10AA218KA | Globe valve | 10MAG10AA218 | PRODUCTION |  |  | SA105 | SA105
20MAG10AA218KA | Globe valve | 20MAG10AA218 | PRODUCTION |  |  | SA105 | SA105
10MAG10AA219KA | Globe valve | 10MAG10AA219 | PRODUCTION |  |  | SA105 | SA105
20MAG10AA219KA | Globe valve | 20MAG10AA219 | PRODUCTION |  |  | SA105 | SA105
10MAG10AA220KA | Globe valve | 10MAG10AA220 | PRODUCTION |  |  | SA105 | SA105
20MAG10AA220KA | Globe valve | 20MAG10AA220 | PRODUCTION |  |  | SA105 | SA105
10MAG10AA301KA | Globe valve | 10MAG10AA301 | PRODUCTION |  |  | SA105 | SA105
20MAG10AA301KA | Globe valve | 20MAG10AA301 | PRODUCTION |  |  | SA105 | SA105
10MAG10AA302KA | Globe valve | 10MAG10AA302 | PRODUCTION |  |  | SA105 | SA105
20MAG10AA302KA | Globe valve | 20MAG10AA302 | PRODUCTION |  |  | SA105 | SA105
10MAG10AA303KA | Globe valve | 10MAG10AA303 | PRODUCTION |  |  | SA105 | SA105
20MAG10AA303KA | Globe valve | 20MAG10AA303 | PRODUCTION |  |  | SA105 | SA105
10MAG10AA304KA | Globe valve | 10MAG10AA304 | PRODUCTION |  |  | SA105 | SA105
20MAG10AA304KA | Globe valve | 20MAG10AA304 | PRODUCTION |  |  | SA105 | SA105
10MAG10AA305KA | Globe valve | 10MAG10AA305 | PRODUCTION |  |  | SA105 | SA105
20MAG10AA305KA | Globe valve | 20MAG10AA305 | PRODUCTION |  |  | SA105 | SA105
10MAG10AA314KA | Globe valve | 10MAG10AA314 | PRODUCTION |  |  | SA105 | SA105
20MAG10AA314KA | Globe valve | 20MAG10AA314 | PRODUCTION |  |  | SA105 | SA105
10MAG10AA315KA | Globe valve | 10MAG10AA315 | PRODUCTION |  |  | SA105 | SA105
20MAG10AA315KA | Globe valve | 20MAG10AA315 | PRODUCTION |  |  | SA105 | SA105
10MAG10AA326KA | Globe valve | 10MAG10AA326 | PRODUCTION |  |  | SA105 | SA105
20MAG10AA326KA | Globe valve | 20MAG10AA326 | PRODUCTION |  |  | SA105 | SA105
10MAG10AA327KA | Globe valve | 10MAG10AA327 | PRODUCTION |  |  | SA105 | SA105
20MAG10AA327KA | Globe valve | 20MAG10AA327 | PRODUCTION |  |  | SA105 | SA105
10MAG10AA401KA | Globe valve | 10MAG10AA401 | PRODUCTION |  |  | SA105 | SA105
20MAG10AA401KA | Globe valve | 20MAG10AA401 | PRODUCTION |  |  | SA105 | SA105
10MAG10AA501KA | Globe valve | 10MAG10AA501 | PRODUCTION |  |  | SA105 | SA105
20MAG10AA501KA | Globe valve | 20MAG10AA501 | PRODUCTION |  |  | SA105 | SA105
10MAG10BR208MR | Condensate System, Hotwell drain | 10MAG10BR208 | PRODUCTION |  |  |  | A106 GrB
20MAG10BR208MR | Condensate System, Hotwell drain line | 20MAG10BR208 | PRODUCTION |  |  |  | A106 GrB
10MAJ10AA004-M01 | Vapour to Holding Y ejector Main | 10MAJ10AA004 | PRODUCTION
20MAJ10AA004-M01 | Vapour to Holding Y ejector Main | 20MAJ10AA004 | PRODUCTION
10MAJ10AA005-M01 | Vapour to Holding Y ejector Standby | 10MAJ10AA005 | PRODUCTION
20MAJ10AA005-M01 | Vapour to Holding Y ejector Standby | 20MAJ10AA005 | PRODUCTION
10MAJ10AA012-M01 | Vapour to Hogger ejector | 10MAJ10AA012 | PRODUCTION
20MAJ10AA012-M01 | Vapour to Hogger ejector | 20MAJ10AA012 | PRODUCTION
10MAJ10BR003MR | Ejector System, Hogger Ejector to Silencer | 10MAJ10BR003 | PRODUCTION |  |  |  | A106 GrB
20MAJ10BR003MR | Ejector System, Hogger Ejector to Silencer | 20MAJ10BR003 | PRODUCTION |  |  |  | A106 GrB
10MAJ10BR011MR | Condensate System, Vapor header to Ejector | 10MAJ10BR011 | PRODUCTION |  |  |  | A106 GrB
20MAJ10BR011MR | Condensate System, Vapor header to Ejector | 20MAJ10BR011 | PRODUCTION |  |  |  | A106 GrB
10MAJ10BR012MR | Condensate System, Line to Vapor Header | 10MAJ10BR012 | PRODUCTION |  |  |  | A106 GrB
20MAJ10BR012MR | Condensate System, Line to Vapor Header | 20MAJ10BR012 | PRODUCTION |  |  |  | A106 GrB
10MAJ10BR401MR | Ejector System, Ejector Vent line drain pot | 10MAJ10BR401 | PRODUCTION |  |  |  | A106 GrB
20MAJ10BR401MR | Ejector System, Ejector Vent line drain pot | 20MAJ10BR401 | PRODUCTION |  |  |  | A106 GrB
10MAJ10BR402MR | Ejector System, Ejector Vent line drain from drain pot | 10MAJ10BR402 | PRODUCTION |  |  |  | A106 GrB
20MAJ10BR402MR | Ejector System, Ejector Vent line drain from drain pot | 20MAJ10BR402 | PRODUCTION |  |  |  | A106 GrB
10MAJ10GA202-J01 | Air removal system, Junction box | 10MAJ10GA202 | PRODUCTION
20MAJ10GA202-J01 | Air removal system, Junction box | 20MAJ10GA202 | PRODUCTION
10MAK10AP501-M01 | Unit-1, Barring Gear Motor | 10MAK10AP501 | PRODUCTION
10MAK10AP501-Z11 | Barring Motor Cover Switch | 10MAK10AP501 | PRODUCTION
20MAK10AP501-M01 | Unit-2, Barring Gear Motor | 20MAK10AP501 | PRODUCTION
20MAK10AP501-Z11 | Barring Motor Cover Switch | 20MAK10AP501 | PRODUCTION
10MAK10CT501QP | Temperature gauge | 10MAK10CT501 | PRODUCTION
20MAK10CT501QP | Temperature gauge | 20MAK10CT501 | PRODUCTION
10MAK10CT502QP | Temperature gauge | 10MAK10CT502 | PRODUCTION
20MAK10CT502QP | Temperature gauge | 20MAK10CT502 | PRODUCTION
10MAK10CT503QP | Temperature gauge | 10MAK10CT503 | PRODUCTION
20MAK10CT503QP | Temperature gauge | 20MAK10CT503 | PRODUCTION
10MAK10CT504QP | Temperature gauge | 10MAK10CT504 | PRODUCTION |  |  | BSPG - V
20MAK10CT504QP | Temperature gauge | 20MAK10CT504 | PRODUCTION |  |  | BSPG - V
10MAK10GA101-J01 | Turning gear, Junction box | 10MAK10GA101 | PRODUCTION
20MAK10GA101-J01 | Turning gear, Junction box | 20MAK10GA101 | PRODUCTION
10MAK10GA102-J01 | Transmission gear between prime mover and driven machine,incl. turning gear, Junction box | 10MAK10GA102 | PRODUCTION
20MAK10GA102-J01 | Turning gear, Junction box | 20MAK10GA102 | PRODUCTION
10MAL10AA401KA | Globe valve | 10MAL10AA401 | PRODUCTION |  |  | SA182 F91 | SA182 F91
20MAL10AA401KA | Globe valve | 20MAL10AA401 | PRODUCTION |  |  | SA182 F91 | SA182 F91
20MAL10AA402KA | Globe valve | 20MAL10AA402 | PRODUCTION |  |  | SICCA1500GLF | SA182 F22
10MAL10AA403KA | Globe valve | 10MAL10AA403 | PRODUCTION |  |  | SA182 F91 | SA182 F91
20MAL10AA403KA | Globe valve | 20MAL10AA403 | PRODUCTION |  |  | SA182 F91 | SA182 F91
10MAL10AA404KA | Globe valve | 10MAL10AA404 | PRODUCTION |  |  | SA182 F91 | SA182 F91
20MAL10AA404KA | Globe valve | 20MAL10AA404 | PRODUCTION |  |  | SA182 F91 | SA182 F91
10MAL10AA405KA | Globe valve | 10MAL10AA405 | PRODUCTION |  |  | SA182 F91 | SA182 F91
20MAL10AA405KA | Globe valve | 20MAL10AA405 | PRODUCTION |  |  | SA182 F91 | SA182 F91
10MAL10AA406KA | Globe valve | 10MAL10AA406 | PRODUCTION |  |  | SA182 F91 | SA182 F91
20MAL10AA406KA | Globe valve | 20MAL10AA406 | PRODUCTION |  |  | SA182 F91 | SA182 F91
10MAL10AA407KA | Globe valve | 10MAL10AA407 | PRODUCTION |  |  | SA182 F91 | SA182 F91
20MAL10AA407KA | Globe valve | 20MAL10AA407 | PRODUCTION |  |  | SA182 F91 | SA182 F91
10MAL10AA408KA | Globe valve | 10MAL10AA408 | PRODUCTION |  |  | SA105 | SA105
20MAL10AA408KA | Globe valve | 20MAL10AA408 | PRODUCTION |  |  | SA105 | SA105
10MAL10AA409KA | Globe valve | 10MAL10AA409 | PRODUCTION |  |  | SA105 | SA105
20MAL10AA409KA | Globe valve | 20MAL10AA409 | PRODUCTION |  |  | SA105 | SA105
10MAL10AA410KA | Globe valve | 10MAL10AA410 | PRODUCTION |  |  | SA105 | SA105
20MAL10AA410KA | Globe valve | 20MAL10AA410 | PRODUCTION |  |  | SA105 | SA105
10MAL10AA411KA | Globe valve | 10MAL10AA411 | PRODUCTION |  |  | SA182 F91 | SA182 F91
20MAL10AA411KA | Globe valve | 20MAL10AA411 | PRODUCTION |  |  | SA182 F91 | SA182 F91
10MAL10AA412KA | Globe valve | 10MAL10AA412 | PRODUCTION |  |  | SA182 F91 | SA182 F91
20MAL10AA412KA | Globe valve | 20MAL10AA412 | PRODUCTION |  |  | SA182 F91 | SA182 F91
10MAL10AA413KA | Globe valve | 10MAL10AA413 | PRODUCTION |  |  | SA182 F91 | SA182 F91
20MAL10AA413KA | Globe valve | 20MAL10AA413 | PRODUCTION |  |  | SA182 F91 | SA182 F91
10MAL10AA414KA | Globe valve | 10MAL10AA414 | PRODUCTION |  |  | SA182 F91 | SA182 F91
20MAL10AA414KA | Globe valve | 20MAL10AA414 | PRODUCTION |  |  | SA182 F91 | SA182 F91
10MAL10AA415KA | Globe valve | 10MAL10AA415 | PRODUCTION |  |  | SA105 | SA105
20MAL10AA415KA | Globe valve | 20MAL10AA415 | PRODUCTION |  |  | SA105 | SA105
10MAL10AA416KA | Globe valve | 10MAL10AA416 | PRODUCTION |  |  | SA105 | SA105
20MAL10AA416KA | Globe valve | 20MAL10AA416 | PRODUCTION |  |  | SA105 | SA105
10MAL10AA417KA | Globe valve | 10MAL10AA417 | PRODUCTION |  |  | SA105 | SA105
20MAL10AA417KA | Globe valve | 20MAL10AA417 | PRODUCTION |  |  | SA105 | SA105
10MAL10AA420KA | Globe valve | 10MAL10AA420 | PRODUCTION |  |  | SA105 | SA105
20MAL10AA420KA | Globe valve | 20MAL10AA420 | PRODUCTION |  |  | SA105 | SA105
10MAL10AA421KA | Globe valve | 10MAL10AA421 | PRODUCTION |  |  | SA105 | SA105
20MAL10AA421KA | Globe valve | 20MAL10AA421 | PRODUCTION |  |  | SA105 | SA105
10MAL10AA422KA | Globe valve | 10MAL10AA422 | PRODUCTION |  |  | SA105 | SA105
20MAL10AA422KA | Globe valve | 20MAL10AA422 | PRODUCTION |  |  | SA105 | SA105
10MAL10AA423KA | Globe valve | 10MAL10AA423 | PRODUCTION |  |  | SA105 | SA105
20MAL10AA423KA | Globe valve | 20MAL10AA423 | PRODUCTION |  |  | SA105 | SA105
10MAL10AA424KA | Globe valve | 10MAL10AA424 | PRODUCTION |  |  | SA182 F91 | SA182 F91
20MAL10AA424KA | Globe valve | 20MAL10AA424 | PRODUCTION |  |  | SA182 F91 | SA182 F91
10MAL10AA430KA | Globe valve | 10MAL10AA430 | PRODUCTION |  |  | SA182 F91 | SA182 F91
20MAL10AA430KA | Globe valve | 20MAL10AA430 | PRODUCTION |  |  | SA182 F91 | SA182 F91
10MAL10AA431KA | Globe valve | 10MAL10AA431 | PRODUCTION |  |  | SA182 F91 | SA182 F91
20MAL10AA431KA | Globe valve | 20MAL10AA431 | PRODUCTION |  |  | SA182 F91 | SA182 F91
10MAL10AA432KA | Globe valve | 10MAL10AA432 | PRODUCTION |  |  | SA182 F91 | SA182 F91
20MAL10AA432KA | Globe valve | 20MAL10AA432 | PRODUCTION |  |  | SA182 F91 | SA182 F91
10MAL10AA433KA | Globe valve | 10MAL10AA433 | PRODUCTION |  |  | SA182 F91 | SA182 F91
20MAL10AA433KA | Globe valve | 20MAL10AA433 | PRODUCTION |  |  | SA182 F91 | SA182 F91
10MAL10AA438KA | Globe valve | 10MAL10AA438 | PRODUCTION |  |  | SA105 | SA105
20MAL10AA438KA | Globe valve | 20MAL10AA438 | PRODUCTION |  |  | SA105 | SA105
10MAL10AA439KA | Globe valve | 10MAL10AA439 | PRODUCTION |  |  | SA105 | SA105
20MAL10AA439KA | Globe valve | 20MAL10AA439 | PRODUCTION |  |  | SA105 | SA105
10MAL10AA440KA | Globe valve | 10MAL10AA440 | PRODUCTION |  |  | SA105 | SA105
20MAL10AA440KA | Globe valve | 20MAL10AA440 | PRODUCTION |  |  | SA105 | SA105
10MAL10AA441KA | Globe valve | 10MAL10AA441 | PRODUCTION |  |  | SA105 | SA105
20MAL10AA441KA | Globe valve | 20MAL10AA441 | PRODUCTION |  |  | SA105 | SA105
10MAL10AA442KA | Globe valve | 10MAL10AA442 | PRODUCTION |  |  | SA105 | SA105
20MAL10AA442KA | Globe valve | 20MAL10AA442 | PRODUCTION |  |  | SA105 | SA105
10MAL10AA443KA | Globe valve | 10MAL10AA443 | PRODUCTION |  |  | SA105 | SA105
20MAL10AA443KA | Globe valve | 20MAL10AA443 | PRODUCTION |  |  | SA105 | SA105
10MAL10AA455KA | Globe valve | 10MAL10AA455 | PRODUCTION |  |  | SA105 | SA105
20MAL10AA455KA | Globe valve | 20MAL10AA455 | PRODUCTION |  |  | SA105 | SA105
10MAL10AA456KA | Globe valve | 10MAL10AA456 | PRODUCTION |  |  | SA105 | SA105
20MAL10AA456KA | Globe valve | 20MAL10AA456 | PRODUCTION |  |  | SA105 | SA105
10MAL10AA458KA | Globe valve | 10MAL10AA458 | PRODUCTION |  |  | SA105 | SA105
20MAL10AA458KA | Globe valve | 20MAL10AA458 | PRODUCTION |  |  | SA105 | SA105
10MAL10AA460KA | Globe valve | 10MAL10AA460 | PRODUCTION |  |  | SA105 | SA105
20MAL10AA460KA | Globe valve | 20MAL10AA460 | PRODUCTION |  |  | SA105 | SA105
10MAL10AA461KA | Globe valve | 10MAL10AA461 | PRODUCTION |  |  | SA105 | SA105
20MAL10AA461KA | Globe valve | 20MAL10AA461 | PRODUCTION |  |  | SA105 | SA105
10MAL10AA471KA | Globe valve | 10MAL10AA471 | PRODUCTION |  |  | SA105 | SA105
20MAL10AA471KA | Globe valve | 20MAL10AA471 | PRODUCTION |  |  | SA105 | SA105
10MAL10AA472KA | Globe valve | 10MAL10AA472 | PRODUCTION |  |  | SA105 | SA105
20MAL10AA472KA | Globe valve | 20MAL10AA472 | PRODUCTION |  |  | SA105 | SA105
10MAL10AA473KA | Globe valve | 10MAL10AA473 | PRODUCTION |  |  | SA105 | SA105
20MAL10AA473KA | Globe valve | 20MAL10AA473 | PRODUCTION |  |  | SA105 | SA105
10MAL10AA474KA | Globe valve | 10MAL10AA474 | PRODUCTION |  |  | SA105 | SA105
20MAL10AA474KA | Globe valve | 20MAL10AA474 | PRODUCTION |  |  | SA105 | SA105
10MAL10AA475KA | Globe valve | 10MAL10AA475 | PRODUCTION |  |  | SA105 | SA105
20MAL10AA475KA | Globe valve | 20MAL10AA475 | PRODUCTION |  |  | SA105 | SA105
10MAL10AA476KA | Globe valve | 10MAL10AA476 | PRODUCTION |  |  | SA105 | SA105
20MAL10AA476KA | Globe valve | 20MAL10AA476 | PRODUCTION |  |  | SA105 | SA105
10MAL10BR001MR | Control Valve Drain (Drain System) | 10MAL10BR001 | PRODUCTION |  |  |  | A335-P22
20MAL10BR001MR | Control Valve Drain (Drain System) | 20MAL10BR001 | PRODUCTION |  |  |  | A335-P22
10MAL10BR002MR | Wheel Chamber Drain (Drain System) | 10MAL10BR002 | PRODUCTION |  |  |  | A335-P11
20MAL10BR002MR | Wheel Chamber Drain (Drain System) | 20MAL10BR002 | PRODUCTION |  |  |  | A335-P11
10MAL10BR003MR | Casing Drain Chamber 2 (Drain System) | 10MAL10BR003 | PRODUCTION |  |  |  | A335-P11
20MAL10BR003MR | Casing Drain Chamber 2 (Drain System) | 20MAL10BR003 | PRODUCTION |  |  |  | A335-P11
10MAL10BR004MR | Bleed to HP heater Drain 1 | 10MAL10BR004 | PRODUCTION |  |  |  | A106 GrB
20MAL10BR004MR | Bleed to HP heater Drain 1 | 20MAL10BR004 | PRODUCTION |  |  |  | A106 GrB
10MAL10BR005MR | AK-1 Drain (Drain System) | 10MAL10BR005 | PRODUCTION |  |  |  | A335-P11
20MAL10BR005MR | AK-1 Drain (Drain System) | 20MAL10BR005 | PRODUCTION |  |  |  | A335-P11
10MAL10BR006MR | Bleed to deaerator & SCAPH Drain 1 | 10MAL10BR006 | PRODUCTION |  |  |  | A106 GrB
20MAL10BR006MR | Bleed to deaerator & SCAPH Drain 1 | 20MAL10BR006 | PRODUCTION |  |  |  | A106 GrB
10MAL10BR007MR | Casing Drain Chamber 3 (Drain System) | 10MAL10BR007 | PRODUCTION |  |  |  | A106 GrB
20MAL10BR007MR | Casing Drain Chamber 3 (Drain System) | 20MAL10BR007 | PRODUCTION |  |  |  | A106 GrB
10MAL10BR008MR | Casing Drain Chamber 4 (Drain System) | 10MAL10BR008 | PRODUCTION |  |  |  | A106 GrB
20MAL10BR008MR | Casing Drain Chamber 4 (Drain System) | 20MAL10BR008 | PRODUCTION |  |  |  | A106 GrB
10MAL10BR010MR | Bleed line to LPH Drain line 1 | 10MAL10BR010 | PRODUCTION |  |  |  | A106 GrB
20MAL10BR010MR | Bleed line to LPH Drain line 1 | 20MAL10BR010 | PRODUCTION |  |  |  | A106 GrB
10MAL10BR011MR | Front Gland Sealing Drain (GSS System) | 10MAL10BR011 | PRODUCTION |  |  |  | A106 GrB
20MAL10BR011MR | Front Gland Sealing Drain (GSS System) | 20MAL10BR011 | PRODUCTION |  |  |  | A106 GrB
10MAL10BR012MR | After DSH. Drain (GSS System) | 10MAL10BR012 | PRODUCTION |  |  |  | A106 GrB
20MAL10BR012MR | After DSH. Drain (GSS System) | 20MAL10BR012 | PRODUCTION |  |  |  | A106 GrB
10MAL10BR013MR | Rear Gland Sealing Drain (GSS System) | 10MAL10BR013 | PRODUCTION |  |  |  | A106 GrB
20MAL10BR013MR | Rear Gland Sealing Drain (GSS System) | 20MAL10BR013 | PRODUCTION |  |  |  | A106 GrB
10MAL10BR014MR | After Condenser Drain (Ejector System) | 10MAL10BR014 | PRODUCTION |  |  |  | A106 GrB
20MAL10BR014MR | After Condenser Drain (Ejector System) | 20MAL10BR014 | PRODUCTION |  |  |  | A106 GrB
10MAL10BR015MR | GSC Drain | 10MAL10BR015 | PRODUCTION |  |  |  | A106 GrB
20MAL10BR015MR | GSC Drain | 20MAL10BR015 | PRODUCTION |  |  |  | A106 GrB
10MAL10BR016MR | Intercondenser Drain (Ejector System) | 10MAL10BR016 | PRODUCTION |  |  |  | A106 GrB
20MAL10BR016MR | Intercondenser Drain (Ejector System) | 20MAL10BR016 | PRODUCTION |  |  |  | A106 GrB
10MAL10BR017MR | AK-2 Drain (Drain System) | 10MAL10BR017 | PRODUCTION |  |  |  | A106 GrB
20MAL10BR017MR | AK-2 Drain (Drain System) | 20MAL10BR017 | PRODUCTION |  |  |  | A106 GrB
10MAL10BR018MR | Turbine Exhaust Casing Drain 1 (Drain System) | 10MAL10BR018 | PRODUCTION |  |  |  | A106 GrB
20MAL10BR018MR | Turbine Exhaust Casing Drain 1 (Drain System) | 20MAL10BR018 | PRODUCTION |  |  |  | A106 GrB
10MAL10BR019MR | Turbine Exhaust Casing Drain 2 (Drain System) | 10MAL10BR019 | PRODUCTION |  |  |  | A106 GrB
20MAL10BR019MR | Turbine Exhaust Casing Drain 2 (Drain System) | 20MAL10BR019 | PRODUCTION |  |  |  | A106 GrB
10MAL10BR025MR | Bleed to LPH Drain 2 (Drain System) | 10MAL10BR025 | PRODUCTION |  |  |  | A106 GrB
20MAL10BR025MR | Bleed to LPH Drain 2 (Drain System) | 20MAL10BR025 | PRODUCTION |  |  |  | A106 GrB
10MAL10BR30AMR | HP Drain Header | 10MAL10BR30A | PRODUCTION |  |  |  | A106 GrB
20MAL10BR30AMR | HP Drain Header | 20MAL10BR30A | PRODUCTION |  |  |  | A106 GrB
10MAL10BR30BMR | LP Drain Header | 10MAL10BR30B | PRODUCTION |  |  |  | A106 GrB
20MAL10BR30BMR | LP Drain Header | 20MAL10BR30B | PRODUCTION |  |  |  | A106 GrB
10MAL10BR30CMR | Drain Header to Atmospheric Flash Tank | 10MAL10BR30C | PRODUCTION |  |  |  | A106 GrB
20MAL10BR30CMR | Drain Header to Atmospheric Flash Tank | 20MAL10BR30C | PRODUCTION |  |  |  | A106 GrB
10MAL10BR30DMR | Drain Header to Atmospheric Flash Tank | 10MAL10BR30D | PRODUCTION |  |  |  | A106 GrB
20MAL10BR30DMR | Drain Header to Atmospheric Flash Tank | 20MAL10BR30D | PRODUCTION |  |  |  | A106 GrB
10MAL10BR401MR | Drain line, Atmospheric Flash Tank | 10MAL10BR401 | PRODUCTION |  |  |  | A106 GrB
20MAL10BR401MR | Drain line, Atmospheric Flash Tank | 20MAL10BR401 | PRODUCTION |  |  |  | A106 GrB
10MAL10BR402MR | Drain of Hotwell | 10MAL10BR402 | PRODUCTION |  |  |  | A106 GrB
20MAL10BR402MR | Drain of Hotwell | 20MAL10BR402 | PRODUCTION |  |  |  | A106 GrB
10MAL10BR410MR | Drain of drain line of Atmospheric Flash Tank | 10MAL10BR410 | PRODUCTION |  |  |  | A106 GrB
20MAL10BR410MR | Drain of drain line of Atmospheric Flash Tank | 20MAL10BR410 | PRODUCTION |  |  |  | A106 GrB
10MAL10BR500MR | Vent Line, Atmospheric Flash Tank | 10MAL10BR500 | PRODUCTION |  |  |  | A106 GrB
20MAL10BR500MR | Vent Line, Atmospheric Flash Tank | 20MAL10BR500 | PRODUCTION |  |  |  | A106 GrB
10MAL10BR510MR | Interconnecting line of Drain and vent of Atmospheric Flash Tank | 10MAL10BR510 | PRODUCTION |  |  |  | A106 GrB
20MAL10BR510MR | Interconnecting line of Drain and vent of Atmospheric Flash Tank | 20MAL10BR510 | PRODUCTION |  |  |  | A106 GrB
10MAL10GA201-J01 | Drain and vent systems, Junction box | 10MAL10GA201 | PRODUCTION
20MAL10GA201-J01 | Drain and vent systems, Junction box | 20MAL10GA201 | PRODUCTION
10MAL10GA202-J01 | Drain and vent systems, Junction box | 10MAL10GA202 | PRODUCTION
20MAL10GA202-J01 | Drain and vent systems, Junction box | 20MAL10GA202 | PRODUCTION
10MAL10GA203-J01 | Drain and vent systems, Junction box | 10MAL10GA203 | PRODUCTION
20MAL10GA203-J01 | Drain and vent systems, Junction box | 20MAL10GA203 | PRODUCTION
10MAL15AA412KA | Globe valve | 10MAL15AA412 | PRODUCTION |  |  | SA105
20MAL15AA412KA | Globe valve | 20MAL15AA412 | PRODUCTION |  |  | SA105
10MAL15AA413KA | Globe valve | 10MAL15AA413 | PRODUCTION |  |  | SA182 F11
20MAL15AA413KA | Globe valve | 20MAL15AA413 | PRODUCTION |  |  | SA182 F11
10MAL15AA430KA | Ball valve | 10MAL15AA430 | PRODUCTION
20MAL15AA430KA | Ball valve | 20MAL15AA430 | PRODUCTION
20MAL26AA455KA | Gate Valve | 20MAL26AA455 | PRODUCTION |  |  | SICCA800GTF | SA105
10MAM10AA108KA | Gsc, Vent Valve | 10MAM10AA108 | PRODUCTION
20MAM10AA108KA | Gsc, Vent Valve | 20MAM10AA108 | PRODUCTION
20MAM10AA802KA | Drain Valve | 20MAM10AA802 | PRODUCTION |  |  | SW800
10MAM10AA807KA | Globe valve | 10MAM10AA807 | PRODUCTION
20MAM10AA807KA | Globe valve | 20MAM10AA807 | PRODUCTION
10MAM10AA808KA | Level Switch Isolation Valve | 10MAM10AA808 | PRODUCTION
20MAM10AA808KA | Level Switch Isolation Valve | 20MAM10AA808 | PRODUCTION
10MAM10AA809KA | Globe valve | 10MAM10AA809 | PRODUCTION
20MAM10AA809KA | Globe valve | 20MAM10AA809 | PRODUCTION
10MAM10BR001MR | GSC, gland steam blower to atmosphere | 10MAM10BR001 | PRODUCTION |  |  |  | A106 GrB
20MAM10BR001MR | GSC, gland steam blower to atmosphere | 20MAM10BR001 | PRODUCTION |  |  |  | A106 GrB
10MAM10BR002MR | GSC, Drain line | 10MAM10BR002 | PRODUCTION |  |  |  | A106 GrB
20MAM10BR002MR | GSC, Drain line | 20MAM10BR002 | PRODUCTION |  |  |  | A106 GrB
10MAM10BR003MR | GSC, Drain line | 10MAM10BR003 | PRODUCTION |  |  |  | A106 GrB
20MAM10BR003MR | GSC, Drain line | 20MAM10BR003 | PRODUCTION |  |  |  | A106 GrB
10MAM10BR005MR | GSC, Vent Loop Line | 10MAM10BR005 | PRODUCTION |  |  |  | A106 GrB
20MAM10BR005MR | GSC, Vent Loop Line | 20MAM10BR005 | PRODUCTION |  |  |  | A106 GrB
10MAM10BR006MR | GSC, Vent Loop Line | 10MAM10BR006 | PRODUCTION |  |  |  | A106 GrB
20MAM10BR006MR | GSC, Vent Loop Line | 20MAM10BR006 | PRODUCTION |  |  |  | A106 GrB
10MAM10BR401MR | GSC, gland steam blower to atmosphere drain | 10MAM10BR401 | PRODUCTION |  |  |  | A106 GrB
20MAM10BR401MR | GSC, gland steam blower to atmosphere drain | 20MAM10BR401 | PRODUCTION |  |  |  | A106 GrB
10MAM10BR402MR | Gland Sealing Steam Leak Off Steam Header Bypass Line drain | 10MAM10BR402 | PRODUCTION |  |  |  | A106 GrB
20MAM10BR402MR | Gland Sealing Steam Leak Off Steam Header Bypass Line drain | 20MAM10BR402 | PRODUCTION |  |  |  | A106 GrB
10MAM10CL201-F01 | Level Switch | 10MAM10CL201 | PRODUCTION
20MAM10CL201-F01 | Level Switch | 20MAM10CL201 | PRODUCTION
10MAM30AA401KA | Globe valve | 10MAM30AA401 | PRODUCTION |  |  | SA105 | SA105
20MAM30AA401KA | Globe valve | 20MAM30AA401 | PRODUCTION |  |  | SA105 | SA105
10MAM30AA402KA | Globe valve | 10MAM30AA402 | PRODUCTION |  |  | SA105 | SA105
20MAM30AA402KA | Globe valve | 20MAM30AA402 | PRODUCTION |  |  | SA105 | SA105
10MAM30AA403KA | Globe valve | 10MAM30AA403 | PRODUCTION |  |  | SA105 | SA105
20MAM30AA403KA | Globe valve | 20MAM30AA403 | PRODUCTION |  |  | SA105 | SA105
10MAM30AA501KA | Gate Valve | 10MAM30AA501 | PRODUCTION |  |  | SA216 Gr WCB | SA216 Gr WCB
20MAM30AA501KA | Gate Valve | 20MAM30AA501 | PRODUCTION |  |  | SA216 Gr WCB | SA216 Gr WCB
10MAM30BR001MR | Front Gland Leak Steam To GSC | 10MAM30BR001 | PRODUCTION |  |  |  | A106 GrB
20MAM30BR001MR | Front Gland Leak Steam To GSC | 20MAM30BR001 | PRODUCTION |  |  |  | A106 GrB
10MAM30BR002MR | Rear Gland Leak Steam To GSC | 10MAM30BR002 | PRODUCTION |  |  |  | A106 GrB
20MAM30BR002MR | Rear Gland Leak Steam To GSC | 20MAM30BR002 | PRODUCTION |  |  |  | A106 GrB
10MAM30BR003MR | Gland Sealing Steam Leak Off Steam Header | 10MAM30BR003 | PRODUCTION |  |  |  | A106 GrB
20MAM30BR003MR | Gland Sealing Steam Leak Off Steam Header | 20MAM30BR003 | PRODUCTION |  |  |  | A106 GrB
10MAM30BR401MR | Gland Sealing Steam Leak Off Steam Header Drain Line | 10MAM30BR401 | PRODUCTION |  |  |  | A106 GrB
20MAM30BR401MR | Gland Sealing Steam Leak Off Steam Header Drain Line | 20MAM30BR401 | PRODUCTION |  |  |  | A106 GrB
10MAM30BR403MR | Drain of drain pot 10MAM30BR402 | 10MAM30BR403 | PRODUCTION |  |  |  | A106 GrB
20MAM30BR403MR | Drain of drain pot 10MAM30BR402 | 20MAM30BR403 | PRODUCTION |  |  |  | A106 GrB
10MAM30BR404MR | Drain of Gland Sealing Steam Leak Off Steam Header Drain Line | 10MAM30BR404 | PRODUCTION |  |  |  | A106 GrB
20MAM30BR404MR | Drain of Gland Sealing Steam Leak Off Steam Header Drain Line | 20MAM30BR404 | PRODUCTION |  |  |  | A106 GrB
10MAM30BR501MR | Gland Sealing Steam Leak Off Steam Header Bypass Line | 10MAM30BR501 | PRODUCTION |  |  |  | A106 GrB
20MAM30BR501MR | Gland Sealing Steam Leak Off Steam Header Bypass Line | 20MAM30BR501 | PRODUCTION |  |  |  | A106 GrB
10MAM30BR502MR | Vent of Gland Sealing Steam Leak Off Steam Header Drain Line | 10MAM30BR502 | PRODUCTION |  |  |  | A106 GrB
20MAM30BR502MR | Vent of Gland Sealing Steam Leak Off Steam Header Drain Line | 20MAM30BR502 | PRODUCTION |  |  |  | A106 GrB
10MAM34AA109KA | Globe valve | 10MAM34AA109 | PRODUCTION
20MAM34AA109KA | Globe valve | 20MAM34AA109 | PRODUCTION
10MAV10AA001KA | Check Valve | 10MAV10AA001 | PRODUCTION
20MAV10AA001KA | Check Valve | 20MAV10AA001 | PRODUCTION
10MAV10AA002KA | Check Valve | 10MAV10AA002 | PRODUCTION
20MAV10AA002KA | Check Valve | 20MAV10AA002 | PRODUCTION
10MAV10AA003KA | Check Valve | 10MAV10AA003 | PRODUCTION
20MAV10AA003KA | Check Valve | 20MAV10AA003 | PRODUCTION
10MAV10AA004KA | Globe valve | 10MAV10AA004 | PRODUCTION
20MAV10AA004KA | Globe valve | 20MAV10AA004 | PRODUCTION
10MAV10AA005KA | Globe valve | 10MAV10AA005 | PRODUCTION
20MAV10AA005KA | Globe valve | 20MAV10AA005 | PRODUCTION
10MAV10AA006KA | Globe valve | 10MAV10AA006 | PRODUCTION
20MAV10AA006KA | Globe valve | 20MAV10AA006 | PRODUCTION
10MAV10AA007KA | Gate Valve | 10MAV10AA007 | PRODUCTION
20MAV10AA007KA | Gate Valve | 20MAV10AA007 | PRODUCTION
10MAV10AA008KA | Gate Valve | 10MAV10AA008 | PRODUCTION
20MAV10AA008KA | Gate Valve | 20MAV10AA008 | PRODUCTION
10MAV10AA009KA | Gate Valve | 10MAV10AA009 | PRODUCTION
20MAV10AA009KA | Gate Valve | 20MAV10AA009 | PRODUCTION
10MAV10AA010KA | Globe valve | 10MAV10AA010 | PRODUCTION
20MAV10AA010KA | Globe valve | 20MAV10AA010 | PRODUCTION
10MAV10AA011KA | Gate Valve | 10MAV10AA011 | PRODUCTION
20MAV10AA011KA | Gate Valve | 20MAV10AA011 | PRODUCTION
10MAV10AA012KA | Gate Valve | 10MAV10AA012 | PRODUCTION
20MAV10AA012KA | Gate Valve | 20MAV10AA012 | PRODUCTION
10MAV10AA013KA | Gate Valve | 10MAV10AA013 | PRODUCTION
20MAV10AA013KA | Gate Valve | 20MAV10AA013 | PRODUCTION
10MAV10AA014KA | Gate Valve | 10MAV10AA014 | PRODUCTION
20MAV10AA014KA | Gate Valve | 20MAV10AA014 | PRODUCTION
10MAV10AA015KA | Gate Valve | 10MAV10AA015 | PRODUCTION
20MAV10AA015KA | Gate Valve | 20MAV10AA015 | PRODUCTION
10MAV10AA016KA | Globe valve | 10MAV10AA016 | PRODUCTION
20MAV10AA016KA | Globe valve | 20MAV10AA016 | PRODUCTION
10MAV10AA017KA | Globe valve | 10MAV10AA017 | PRODUCTION
20MAV10AA017KA | Globe valve | 20MAV10AA017 | PRODUCTION
10MAV10AA020KA | Globe valve | 10MAV10AA020 | PRODUCTION
20MAV10AA020KA | Globe valve | 20MAV10AA020 | PRODUCTION
10MAV10AA030KA | Globe valve | 10MAV10AA030 | PRODUCTION
20MAV10AA030KA | Globe valve | 20MAV10AA030 | PRODUCTION
10MAV10AA201KA | Control valve | 10MAV10AA201 | PRODUCTION
20MAV10AA201KA | Control valve | 20MAV10AA201 | PRODUCTION
10MAV10AA202KA | Control valve | 10MAV10AA202 | PRODUCTION
20MAV10AA202KA | Control valve | 20MAV10AA202 | PRODUCTION
10MAV10AA203KA | Gate valve | 10MAV10AA203 | PRODUCTION
20MAV10AA203KA | Gate valve | 20MAV10AA203 | PRODUCTION
10MAV10AA204KA | Ball Valve | 10MAV10AA204 | PRODUCTION
20MAV10AA204KA | Ball Valve | 20MAV10AA204 | PRODUCTION
10MAV10AA205KA | Ball Valve | 10MAV10AA205 | PRODUCTION
20MAV10AA205KA | Ball Valve | 20MAV10AA205 | PRODUCTION
10MAV10AA206KA | Gate Valve | 10MAV10AA206 | PRODUCTION
20MAV10AA206KA | Gate Valve | 20MAV10AA206 | PRODUCTION
10MAV10AA207KA | Gate Valve | 10MAV10AA207 | PRODUCTION
20MAV10AA207KA | Gate Valve | 20MAV10AA207 | PRODUCTION
10MAV10AA208KA | Ball Valve | 10MAV10AA208 | PRODUCTION
20MAV10AA208KA | Ball Valve | 20MAV10AA208 | PRODUCTION
10MAV10AA301KA | Globe valve | 10MAV10AA301 | PRODUCTION
20MAV10AA301KA | Globe valve | 20MAV10AA301 | PRODUCTION
10MAV10AA302KA | Globe valve | 10MAV10AA302 | PRODUCTION
20MAV10AA302KA | Globe valve | 20MAV10AA302 | PRODUCTION
10MAV10AA303KA | Globe valve | 10MAV10AA303 | PRODUCTION
20MAV10AA303KA | Globe valve | 20MAV10AA303 | PRODUCTION
10MAV10AA304KA | Globe valve | 10MAV10AA304 | PRODUCTION
20MAV10AA304KA | Globe valve | 20MAV10AA304 | PRODUCTION
10MAV10AA305KA | Globe valve | 10MAV10AA305 | PRODUCTION
20MAV10AA305KA | Globe valve | 20MAV10AA305 | PRODUCTION
10MAV10AA306KA | Globe valve | 10MAV10AA306 | PRODUCTION
20MAV10AA306KA | Globe valve | 20MAV10AA306 | PRODUCTION
10MAV10AA310KA | Globe valve | 10MAV10AA310 | PRODUCTION
20MAV10AA310KA | Globe valve | 20MAV10AA310 | PRODUCTION
10MAV10AA311KA | Globe valve | 10MAV10AA311 | PRODUCTION
20MAV10AA311KA | Globe valve | 20MAV10AA311 | PRODUCTION
10MAV10AA312KA | Globe valve | 10MAV10AA312 | PRODUCTION
20MAV10AA312KA | Globe valve | 20MAV10AA312 | PRODUCTION
10MAV10AA314KA | Globe valve | 10MAV10AA314 | PRODUCTION
20MAV10AA314KA | Globe valve | 20MAV10AA314 | PRODUCTION
10MAV10AA315KA | Globe valve | 10MAV10AA315 | PRODUCTION
20MAV10AA315KA | Globe valve | 20MAV10AA315 | PRODUCTION
10MAV10AA316KA | Globe valve | 10MAV10AA316 | PRODUCTION
20MAV10AA316KA | Globe valve | 20MAV10AA316 | PRODUCTION
10MAV10AA317KA | Globe valve | 10MAV10AA317 | PRODUCTION
20MAV10AA317KA | Globe valve | 20MAV10AA317 | PRODUCTION
10MAV10AA318KA | Globe valve | 10MAV10AA318 | PRODUCTION
20MAV10AA318KA | Globe valve | 20MAV10AA318 | PRODUCTION
10MAV10AA319KA | Globe valve | 10MAV10AA319 | PRODUCTION
20MAV10AA319KA | Globe valve | 20MAV10AA319 | PRODUCTION
10MAV10AA320KA | Globe valve | 10MAV10AA320 | PRODUCTION
20MAV10AA320KA | Globe valve | 20MAV10AA320 | PRODUCTION
10MAV10AA321KA | Globe valve | 10MAV10AA321 | PRODUCTION
20MAV10AA321KA | Globe valve | 20MAV10AA321 | PRODUCTION
10MAV10AA322KA | Globe valve | 10MAV10AA322 | PRODUCTION
20MAV10AA322KA | Globe valve | 20MAV10AA322 | PRODUCTION
10MAV10AA323KA | Globe valve | 10MAV10AA323 | PRODUCTION
20MAV10AA323KA | Globe valve | 20MAV10AA323 | PRODUCTION
10MAV10AA324KA | Globe valve | 10MAV10AA324 | PRODUCTION
20MAV10AA324KA | Globe valve | 20MAV10AA324 | PRODUCTION
20MAV10AC010KC | Lube Oil Plate Heat Exchanger | 20MAV10AC010 | PRODUCTION
20MAV10AC020KC | Lube Oil Plate Heat Exchanger | 20MAV10AC020 | PRODUCTION
10MAV10AH110KC | Lube Oil Heater | 10MAV10AH110 | PRODUCTION
10MAV10AH110-M01 | Lube Oil Heater | 10MAV10AH110 | PRODUCTION
20MAV10AH110KC | Lube Oil Heater | 20MAV10AH110 | PRODUCTION
20MAV10AH110-M01 | Lube Oil Heater | 20MAV10AH110 | PRODUCTION
10MAV10AP201KP | Barring Motor Cover Switch | 10MAV10AP201 | PRODUCTION
20MAV10AP201KP | Barring Motor Cover Switch | 20MAV10AP201 | PRODUCTION
10MAV10AT010KT | Lube Oil Filter | 10MAV10AT010 | PRODUCTION
20MAV10AT010KT | Lube Oil Filter | 20MAV10AT010 | PRODUCTION
10MAV10AT040KT | Air Breather with Strainer | 10MAV10AT040 | PRODUCTION
20MAV10AT040KT | Air Breather with Strainer | 20MAV10AT040 | PRODUCTION
10MAV10AT050KT | Lube Oil Filter | 10MAV10AT050 | PRODUCTION
20MAV10AT050KT | Lube Oil Filter | 20MAV10AT050 | PRODUCTION
10MAV10AT060KT | Lube Oil Filter | 10MAV10AT060 | PRODUCTION
20MAV10AT060KT | Lube Oil Filter | 20MAV10AT060 | PRODUCTION
10MAV10BB010KD | Main Oil Tank | 10MAV10BB010 | PRODUCTION
20MAV10BB010KD | Main Oil Tank | 20MAV10BB010 | PRODUCTION
10MAV10BR040MR | Lube Oil System, Return Line from Geno DE | 10MAV10BR040 | PRODUCTION |  |  |  | A312 TP304
20MAV10BR040MR | Lube Oil System, Return Line from Geno DE | 20MAV10BR040 | PRODUCTION |  |  |  | A312 TP304
10MAV10BR049MR | Lube Oil System, Return Line from Geno NDE | 10MAV10BR049 | PRODUCTION |  |  |  | A312 TP304
20MAV10BR049MR | Lube Oil System, Return Line from Geno NDE | 20MAV10BR049 | PRODUCTION |  |  |  | A312 TP304
10MAV10BR050MR | Lube Oil System, Return Header from Geno | 10MAV10BR050 | PRODUCTION |  |  |  | A312 TP304
20MAV10BR050MR | Lube Oil System, Return Header from Geno | 20MAV10BR050 | PRODUCTION |  |  |  | A312 TP304
10MAV10BR114MR | Lube Oil System, Supply Line to Geno DE | 10MAV10BR114 | PRODUCTION |  |  |  | A312 TP304
20MAV10BR114MR | Lube Oil System, Supply Line to Geno DE | 20MAV10BR114 | PRODUCTION |  |  |  | A312 TP304
10MAV10BR115MR | Lube Oil System, Supply Line to Geno NDE | 10MAV10BR115 | PRODUCTION |  |  |  | A312 TP304
20MAV10BR115MR | Lube Oil System, Supply Line to Geno NDE | 20MAV10BR115 | PRODUCTION |  |  |  | A312 TP304
10MAV10BR120MR | Lube Oil System, Oil Purifier Inlet Line | 10MAV10BR120 | PRODUCTION |  |  |  | A312 TP304
20MAV10BR120MR | Lube Oil System, Oil Purifier Inlet Line | 20MAV10BR120 | PRODUCTION |  |  |  | A312 TP304
10MAV10BR305MR | Lube Oil System, Dirty Oil line to Lube Oil Centrifuge | 10MAV10BR305 | PRODUCTION |  |  |  | A312 TP304
20MAV10BR305MR | Lube Oil System, Dirty Oil line to Lube Oil Centrifuge | 20MAV10BR305 | PRODUCTION |  |  |  | A312 TP304
10MAV10BR310MR | Lube Oil System, Clean Oil line from Lube Oil Centrifuge | 10MAV10BR310 | PRODUCTION |  |  |  | A312 TP304
20MAV10BR310MR | Lube Oil System, Clean Oil line from Lube Oil Centrifuge | 20MAV10BR310 | PRODUCTION |  |  |  | A312 TP304
10MAV10BR600MR | Lube Oil System, Oil Vapor Exhaust to Atmosphere | 10MAV10BR600 | PRODUCTION |  |  |  | A106 GrB
20MAV10BR600MR | Lube Oil System, Oil Vapor Exhaust to Atmosphere | 20MAV10BR600 | PRODUCTION |  |  |  | A106 GrB
10MAV10CL001-U01 | Level transmitter | 10MAV10CL001 | PRODUCTION
20MAV10CL001-U01 | Level transmitter | 20MAV10CL001 | PRODUCTION
10MAV10CL101-F01 | Level switch | 10MAV10CL101 | PRODUCTION
10MAV10CL101QB | Lube oil tank level normal | 10MAV10CL101 | PRODUCTION
20MAV10CL101-F01 | Level switch | 20MAV10CL101 | PRODUCTION
20MAV10CL101QB | Lube oil tank level normal | 20MAV10CL101 | PRODUCTION
10MAV10CL501QP | Level Gauge | 10MAV10CL501 | PRODUCTION
20MAV10CL501QP | Level Gauge | 20MAV10CL501 | PRODUCTION
10MAV10CT001QB | Resistance Temperature Detector with Head mounted transmitter (Pt100) | 10MAV10CT001 | PRODUCTION
20MAV10CT001QB | Resistance Temperature Detector with Head mounted transmitter (Pt100) | 20MAV10CT001 | PRODUCTION
20MAV10CT001-U01 | Resistance Temperature Detector with Head mounted transmitter (Pt100) | 20MAV10CT001 | PRODUCTION
10MAV10CT501QP | Temperature gauge | 10MAV10CT501 | PRODUCTION
20MAV10CT501QP | Temperature gauge | 20MAV10CT501 | PRODUCTION
10MAV10GA101-J01 | Lubricant supply system, Junction box | 10MAV10GA101 | PRODUCTION
20MAV10GA101-J01 | Lubricant supply system, Junction box | 20MAV10GA101 | PRODUCTION
10MAV10GA201-J01 | Lubricant supply system, Junction box | 10MAV10GA201 | PRODUCTION
20MAV10GA201-J01 | Lubricant supply system, Junction box | 20MAV10GA201 | PRODUCTION
10MAV20AA001KA | Gate valve | 10MAV20AA001 | PRODUCTION
20MAV20AA001KA | Gate valve | 20MAV20AA001 | PRODUCTION
10MAV20AA301KA | Globe valve | 10MAV20AA301 | PRODUCTION
20MAV20AA301KA | Globe valve | 20MAV20AA301 | PRODUCTION
10MAV20AA302KA | Globe valve | 10MAV20AA302 | PRODUCTION
20MAV20AA302KA | Globe valve | 20MAV20AA302 | PRODUCTION
10MAV30AA018KA | Globe valve | 10MAV30AA018 | PRODUCTION
20MAV30AA018KA | Globe valve | 20MAV30AA018 | PRODUCTION
10MAV30AA301KA | Globe valve | 10MAV30AA301 | PRODUCTION
20MAV30AA301KA | Globe valve | 20MAV30AA301 | PRODUCTION
10MAV30AA501KA | Gate valve | 10MAV30AA501 | PRODUCTION
20MAV30AA501KA | Gate valve | 20MAV30AA501 | PRODUCTION
10MAV30AA502KA | Gate valve | 10MAV30AA502 | PRODUCTION
20MAV30AA502KA | Gate valve | 20MAV30AA502 | PRODUCTION
10MAV30AA503KA | Gate valve | 10MAV30AA503 | PRODUCTION
20MAV30AA503KA | Gate valve | 20MAV30AA503 | PRODUCTION
10MAV30AA504KA | Gate valve | 10MAV30AA504 | PRODUCTION
20MAV30AA504KA | Gate valve | 20MAV30AA504 | PRODUCTION
10MAV30CT003QB | Resistance Temperature Detector with Head mounted transmitter (Pt100) | 10MAV30CT003 | PRODUCTION
10MAV30CT003-U01 | Temperature transmitter | 10MAV30CT003 | PRODUCTION
20MAV30CT003QB | Resistance Temperature Detector with Head mounted transmitter (Pt100) | 20MAV30CT003 | PRODUCTION
20MAV30CT003-U01 | Resistance Temperature Detector with Head mounted transmitter (Pt100) | 20MAV30CT003 | PRODUCTION
10MAV30CT004QB | Resistance Temperature Detector with Head mounted transmitter (Pt100) | 10MAV30CT004 | PRODUCTION |  |  | 6DR5111-0NN01-0AA-0
10MAV30CT004-U01 | Temperature transmitter | 10MAV30CT004 | PRODUCTION |  |  | 6DR5111-0NN01-0AA-0
20MAV30CT004QB | Resistance Temperature Detector with Head mounted transmitter (Pt100) | 20MAV30CT004 | PRODUCTION |  |  | 6DR5111-0NN01-0AA-0
20MAV30CT004-U01 | Resistance Temperature Detector with Head mounted transmitter (Pt100) | 20MAV30CT004 | PRODUCTION |  |  | 6DR5111-0NN01-0AA-0
10MAV30CT502QP | Temperature gauge | 10MAV30CT502 | PRODUCTION
20MAV30CT502QP | Temperature gauge | 20MAV30CT502 | PRODUCTION
10MAV30CT503QP | Temperature gauge | 10MAV30CT503 | PRODUCTION
20MAV30CT503QP | Temperature gauge | 20MAV30CT503 | PRODUCTION
10MAV40AA010KA | Gate Valve | 10MAV40AA010 | PRODUCTION
20MAV40AA010KA | Gate Valve | 20MAV40AA010 | PRODUCTION
10MAV40AA020KA | Gate Valve | 10MAV40AA020 | PRODUCTION
20MAV40AA020KA | Gate Valve | 20MAV40AA020 | PRODUCTION
10MAV40AA030KA | Check Valve | 10MAV40AA030 | PRODUCTION
20MAV40AA030KA | Check Valve | 20MAV40AA030 | PRODUCTION
10MAV40AA201KA | Angle relief valve | 10MAV40AA201 | PRODUCTION
20MAV40AA201KA | Angle Relief valve | 20MAV40AA201 | PRODUCTION
10MAV40AT010KT | Lube Oil Filter | 10MAV40AT010 | PRODUCTION
20MAV40AT010KT | Lube Oil Filter | 20MAV40AT010 | PRODUCTION
10MAV40BR022MR | Lube Oil System, Oil Purifier Vent line to Return Header | 10MAV40BR022 | PRODUCTION |  |  |  | A312 TP304
20MAV40BR022MR | Lube Oil System, Oil Purifier Vent line to Return Header | 20MAV40BR022 | PRODUCTION |  |  |  | A312 TP304
10MAV40BR120MR | Lube Oil System, Oil Purifier Outlet line to MOT | 10MAV40BR120 | PRODUCTION |  |  |  | A312 TP304
20MAV40BR120MR | Lube Oil System, Oil Purifier Outlet line to MOT | 20MAV40BR120 | PRODUCTION |  |  |  | A312 TP304
10MAV40CP020-U01 | Pressure Transmitter | 10MAV40CP020 | PRODUCTION
20MAV40CP020-U01 | Pressure Transmitter | 20MAV40CP020 | PRODUCTION
10MAV40CP205-F01 | Pressure switch | 10MAV40CP205 | PRODUCTION
20MAV40CP205-F01 | Pressure switch | 20MAV40CP205 | PRODUCTION
10MAV40CT001QB | Resistance Temperature Detector with Head mounted transmitter (Pt100) | 10MAV40CT001 | PRODUCTION
10MAV40CT001-U01 | Temperature transmitter | 10MAV40CT001 | PRODUCTION
20MAV40CT001QB | Resistance Temperature Detector with Head mounted transmitter (Pt100) | 20MAV40CT001 | PRODUCTION
20MAV40CT001-U01 | Resistance Temperature Detector with Head mounted transmitter (Pt100) | 20MAV40CT001 | PRODUCTION
10MAV40CT002QB | Resistance Temperature Detector with Head mounted transmitter (Pt100) | 10MAV40CT002 | PRODUCTION
10MAV40CT002-U01 | Temperature transmitter | 10MAV40CT002 | PRODUCTION
20MAV40CT002QB | Resistance Temperature Detector with Head mounted transmitter (Pt100) | 20MAV40CT002 | PRODUCTION
20MAV40CT002-U01 | Resistance Temperature Detector with Head mounted transmitter (Pt100) | 20MAV40CT002 | PRODUCTION
10MAV40CT003QB | Resistance Temperature Detector with Head mounted transmitter (Pt100) | 10MAV40CT003 | PRODUCTION |  |  | 7MF4033-1BA10-2AC0-Z A01+C11+Y01+Y15
10MAV40CT003-U01 | Temperature transmitter | 10MAV40CT003 | PRODUCTION |  |  | 7MF4033-1BA10-2AC0-Z A01+C11+Y01+Y15
20MAV40CT003QB | Resistance Temperature Detector with Head mounted transmitter (Pt100) | 20MAV40CT003 | PRODUCTION |  |  | 7MF4033-1BA10-2AC0-Z A01+C11+Y01+Y15
20MAV40CT003-U01 | Resistance Temperature Detector with Head mounted transmitter (Pt100) | 20MAV40CT003 | PRODUCTION |  |  | 7MF4033-1BA10-2AC0-Z A01+C11+Y01+Y15
10MAV80AA001KA | Gate Valve | 10MAV80AA001 | PRODUCTION
20MAV80AA001KA | Gate Valve | 20MAV80AA001 | PRODUCTION
10MAV80AA002KA | Check Valve | 10MAV80AA002 | PRODUCTION
20MAV80AA002KA | Check Valve | 20MAV80AA002 | PRODUCTION
10MAV80AA003KA | Gate Valve | 10MAV80AA003 | PRODUCTION
20MAV80AA003KA | Gate Valve | 20MAV80AA003 | PRODUCTION
10MAV80AA201KA | control valve | 10MAV80AA201 | PRODUCTION
20MAV80AA201KA | control valve | 20MAV80AA201 | PRODUCTION
10MAV80AA202KA | control valve | 10MAV80AA202 | PRODUCTION
20MAV80AA202KA | control valve | 20MAV80AA202 | PRODUCTION
10MAV80AA203KA | Relief valve (Jacking oil pump) | 10MAV80AA203 | PRODUCTION
20MAV80AA203KA | Relief valve | 20MAV80AA203 | PRODUCTION
10MAV80AA301KA | Globe valve | 10MAV80AA301 | PRODUCTION
20MAV80AA301KA | Globe valve | 20MAV80AA301 | PRODUCTION
10MAV80AA302KA | Globe valve | 10MAV80AA302 | PRODUCTION
20MAV80AA302KA | Globe valve | 20MAV80AA302 | PRODUCTION
10MAV80AA303KA | Globe valve | 10MAV80AA303 | PRODUCTION
20MAV80AA303KA | Globe valve | 20MAV80AA303 | PRODUCTION
10MAV80AA304KA | Globe valve | 10MAV80AA304 | PRODUCTION
20MAV80AA304KA | Globe valve | 20MAV80AA304 | PRODUCTION
20MAV80AA602KA | Non-Return Valve | 20MAV80AA602 | PRODUCTION |  |  | SICCA150SCC | A216GRWCB
10MAV80AP103KP | Jacking Oil pump | 10MAV80AP103 | PRODUCTION
20MAV80AP103KP | Jacking Oil pump | 20MAV80AP103 | PRODUCTION
10MAV80BR010MR | Lube Oil System, Suction Line Jacking Oil Pump | 10MAV80BR010 | PRODUCTION |  |  |  | A312 TP304
20MAV80BR010MR | Lube Oil System, Suction Line Jacking Oil Pump | 20MAV80BR010 | PRODUCTION |  |  |  | A312 TP304
10MAV80BR020MR | Lube Oil System, Jacking Oil Supply to Geno | 10MAV80BR020 | PRODUCTION |  |  |  | A312 TP304
20MAV80BR020MR | Lube Oil System, Jacking Oil Supply to Geno | 20MAV80BR020 | PRODUCTION |  |  |  | A312 TP304
10MAV80BR203MR | Lube Oil System, Jacking Oil Pump SRV to Return Header | 10MAV80BR203 | PRODUCTION |  |  |  | A312 TP304
20MAV80BR203MR | Lube Oil System, Jacking Oil Pump SRV to Return Header | 20MAV80BR203 | PRODUCTION |  |  |  | A312 TP304
20MAV90AA603KA | Non-Return Valve | 20MAV90AA603 | PRODUCTION |  |  | SICCA150SCC | A216GRWCB
10MAV90AT200KT | Lube oil centrifuge | 10MAV90AT200 | PRODUCTION
20MAV90AT200KT | Lube oil centrifuge | 20MAV90AT200 | PRODUCTION
20MAW10BR301MR | GSS, Safety Valve Inlet | 20MAW10BR301 | PRODUCTION |  |  | SA105 | A106 GrB
10MAW10BR501MR | GSS, Safety Valve Outlet | 10MAW10BR501 | PRODUCTION |  |  |  | A106 GrB
20MAW10BR501MR | GSS, Safety Valve Outlet | 20MAW10BR501 | PRODUCTION |  |  |  | A106 GrB
10MAW10GA101-J01 | Sealing, heating and cooling steam system, Junction box | 10MAW10GA101 | PRODUCTION
20MAW10GA101-J01 | Sealing, heating and cooling steam system, Junction box | 20MAW10GA101 | PRODUCTION
10MAW15AA303KA | Globe valve | 10MAW15AA303 | PRODUCTION |  |  | SA105
20MAW15AA303KA | Globe valve | 20MAW15AA303 | PRODUCTION |  |  | SA105
20MAW15AA305KA | Gate Valve | 20MAW15AA305 | PRODUCTION |  |  | SICCA800GTF | SA105
20MAW15AA307KA | Gate Valve | 20MAW15AA307 | PRODUCTION |  |  | SICCA300GTC | SA216 Gr WCB
10MAW15AA310KA | Globe valve | 10MAW15AA310 | PRODUCTION |  |  | SA105 | SA105
20MAW15AA310KA | Globe valve | 20MAW15AA310 | PRODUCTION |  |  | SA105 | SA105
10MAW15AA311KA | Globe valve | 10MAW15AA311 | PRODUCTION |  |  | SA105 | SA105
20MAW15AA311KA | Globe valve | 20MAW15AA311 | PRODUCTION |  |  | SA105 | SA105
10MAW15AA312KA | Globe valve | 10MAW15AA312 | PRODUCTION |  |  | SA105 | SA105
20MAW15AA312KA | Globe valve | 20MAW15AA312 | PRODUCTION |  |  | SA105 | SA105
10MAW15AT302KT | Y-strainer | 10MAW15AT302 | PRODUCTION
20MAW15AT302KT | Y-strainer | 20MAW15AT302 | PRODUCTION
10MAW15BR001MR | Aux. Steam Inlet to Gland Sealing System | 10MAW15BR001 | PRODUCTION |  |  |  | A106 GrB
20MAW15BR001MR | AUX. Steam Inlet to Gland Sealing System | 20MAW15BR001 | PRODUCTION |  |  |  | A106 GrB
10MAW15BR002MR | Aux Steam inlet to GSS, PRDS Before Desuperheater | 10MAW15BR002 | PRODUCTION |  |  |  | A106 GrB
20MAW15BR002MR | AUX Steam inlet to GSS, PRDS Before Desuperheater | 20MAW15BR002 | PRODUCTION |  |  |  | A106 GrB
10MAW15BR003MR | AUX. Steam Inlet to Rear Gland Sealing System | 10MAW15BR003 | PRODUCTION |  |  |  | A106 GrB
20MAW15BR003MR | AUX. Steam Inlet to Rear Gland Sealing System | 20MAW15BR003 | PRODUCTION |  |  |  | A106 GrB
10MAW15BR004MR | GSS, Sealing Steam Supply To Front Bearing | 10MAW15BR004 | PRODUCTION |  |  |  | A106 GrB
20MAW15BR004MR | GSS, Sealing Steam Supply To Front Bearing | 20MAW15BR004 | PRODUCTION |  |  |  | A106 GrB
10MAW15BR010MR | Aux. Steam Bypass Inlet to Gland Sealing System | 10MAW15BR010 | PRODUCTION |  |  |  | A106 GrB
20MAW15BR010MR | AUX. Steam Bypass Inlet to Gland Sealing System | 20MAW15BR010 | PRODUCTION |  |  |  | A106 GrB
10MAW15BR011MR | Aux Steam Bypass inlet to GSS, PRDS Before Desuperheater | 10MAW15BR011 | PRODUCTION |  |  |  | A106 GrB
20MAW15BR011MR | AUX Steam Bypass inlet to GSS, PRDS Before Desuperheater | 20MAW15BR011 | PRODUCTION |  |  |  | A106 GrB
10MAW15BR150MR | AUX. Steam Supply to Gland Sealing Drain | 10MAW15BR150 | PRODUCTION |  |  |  | A106 GrB
20MAW15BR150MR | AUX. Steam Supply to Gland Sealing Drain | 20MAW15BR150 | PRODUCTION |  |  |  | A106 GrB
10MAW15BR151MR | Aux. Steam Supply to GSS Drain before PCV | 10MAW15BR151 | PRODUCTION |  |  |  | A106 GrB
20MAW15BR151MR | AUX. Steam Supply to GSS Drain before PCV | 20MAW15BR151 | PRODUCTION |  |  |  | A106 GrB
10MAW15BR301MR | Press. Meas., Aux. Steam Inlet to Gland Sealing System | 10MAW15BR301 | PRODUCTION |  |  |  | A106 GrB
20MAW15BR301MR | Press. Meas., AUX. Steam Inlet to Gland Sealing System | 20MAW15BR301 | PRODUCTION |  |  |  | A106 GrB
10MAW15BR302MR | Press. Meas., GSS, Sealing Steam Supply To Front Bearing | 10MAW15BR302 | PRODUCTION |  |  |  | A106 GrB
20MAW15BR302MR | Press. Meas., GSS, Sealing Steam Supply To Front Bearing | 20MAW15BR302 | PRODUCTION |  |  |  | A106 GrB
10MAX10AA001KA | Electro-Hydraulic converter | 10MAX10AA001 | PRODUCTION
10MAX10AA001QN | Actuator, Electro-Hydraulic converter | 10MAX10AA001 | PRODUCTION
20MAX10AA001KA | Electro-Hydraulic converter | 20MAX10AA001 | PRODUCTION
20MAX10AA001QN | Actuator, Electro-Hydraulic converter | 20MAX10AA001 | PRODUCTION
10MAX10AA451KA | Valve | 10MAX10AA451 | PRODUCTION
20MAX10AA451KA | Valve | 20MAX10AA451 | PRODUCTION
10MAX10AA453KA | Valve | 10MAX10AA453 | PRODUCTION
20MAX10AA453KA | Valve | 20MAX10AA453 | PRODUCTION
10MAX10BP451MR | Orifice | 10MAX10BP451 | PRODUCTION
20MAX10BP451MR | Orifice | 20MAX10BP451 | PRODUCTION
10MAX10BR001MR | Lube Oil Line | 10MAX10BR001 | PRODUCTION
20MAX10BR001MR | Lube Oil Line | 20MAX10BR001 | PRODUCTION
10MAX10BR002MR | Lube Oil Line | 10MAX10BR002 | PRODUCTION
20MAX10BR002MR | Lube Oil Line | 20MAX10BR002 | PRODUCTION
10MAX10BR003MR | Lube Oil Line | 10MAX10BR003 | PRODUCTION
20MAX10BR003MR | Lube Oil Line | 20MAX10BR003 | PRODUCTION
10MAX10BR010MR | Lube Oil Line | 10MAX10BR010 | PRODUCTION
20MAX10BR010MR | Lube Oil Line | 20MAX10BR010 | PRODUCTION
10MAX10BR011MR | Lube Oil Line | 10MAX10BR011 | PRODUCTION
20MAX10BR011MR | Lube Oil Line | 20MAX10BR011 | PRODUCTION
10MAX10CP004-U01 | Pressure Transmitter | 10MAX10CP004 | PRODUCTION
20MAX10CP004-U01 | Pressure Transmitter | 20MAX10CP004 | PRODUCTION
10MAX10CP005-U01 | Pressure Transmitter | 10MAX10CP005 | PRODUCTION
20QCC27BB001KD | Ammonia dosing tank | 20QCC27BB001 | PRODUCTION
20MAX10CP005-U01 | Pressure Transmitter | 20MAX10CP005 | PRODUCTION
10MAX10CP006-U01 | Pressure Transmitter | 10MAX10CP006 | PRODUCTION
20MAX10CP006-U01 | Pressure Transmitter | 20MAX10CP006 | PRODUCTION
10MAX10GA101-J01 | Non-electric control and protection equipment, incl. fluidsupply system, Junction box | 10MAX10GA101 | PRODUCTION
20MAX10GA101-J01 | Non-electric control and protection equipment, incl. fluidsupply system, Junction box | 20MAX10GA101 | PRODUCTION
10MAX20BR010MR | Control Oil Supply from Lube Oil PID | 10MAX20BR010 | PRODUCTION
20MAX20BR010MR | Control Oil Supply from Lube Oil PID | 20MAX20BR010 | PRODUCTION
10MAX30BR010MR | Control Oil Return to Lube Oil PID | 10MAX30BR010 | PRODUCTION
20MAX30BR010MR | Control Oil Return to Lube Oil PID | 20MAX30BR010 | PRODUCTION
10MAX50BR001MR | Lube Oil Line | 10MAX50BR001 | PRODUCTION
20MAX50BR001MR | Lube Oil Line | 20MAX50BR001 | PRODUCTION
10MAX50BR002MR | Lube Oil Line | 10MAX50BR002 | PRODUCTION
20MAX50BR002MR | Lube Oil Line | 20MAX50BR002 | PRODUCTION
10MAX50BR003MR | Lube Oil Line | 10MAX50BR003 | PRODUCTION
20MAX50BR003MR | Lube Oil Line | 20MAX50BR003 | PRODUCTION
10MAX50BR004MR | Lube Oil Line | 10MAX50BR004 | PRODUCTION
20MAX50BR004MR | Lube Oil Line | 20MAX50BR004 | PRODUCTION
10MAX50BR005MR | Lube Oil Line | 10MAX50BR005 | PRODUCTION
20MAX50BR005MR | Lube Oil Line | 20MAX50BR005 | PRODUCTION
10MAX50BR006MR | Lube Oil Line | 10MAX50BR006 | PRODUCTION
20MAX50BR006MR | Lube Oil Line | 20MAX50BR006 | PRODUCTION
10MAX50BR007MR | Lube Oil Line | 10MAX50BR007 | PRODUCTION
20MAX50BR007MR | Lube Oil Line | 20MAX50BR007 | PRODUCTION
10MAY10CY001QB | Governor controller ready signal | 10MAY10CY001 | PRODUCTION
10MAY10CY001-U01 | Governor controller ready signal | 10MAY10CY001 | PRODUCTION
20MAY10CY001QB | Governor controller ready signal (System status OK) | 20MAY10CY001 | PRODUCTION
20MAY10CY001-U01 | Governor controller ready signal | 20MAY10CY001 | PRODUCTION
10MAY10CY002QB | PF mode ON feedback | 10MAY10CY002 | PRODUCTION
10MAY10CY002-U01 | PF mode ON feedback | 10MAY10CY002 | PRODUCTION
20MAY10CY002QB | PF mode ON feedback | 20MAY10CY002 | PRODUCTION
20MAY10CY002-U01 | PF mode ON feedback | 20MAY10CY002 | PRODUCTION
10MAY10CY003QB | Remote load set point | 10MAY10CY003 | PRODUCTION
10MAY10CY003-U01 | Remote load set point | 10MAY10CY003 | PRODUCTION
20MAY10CY003QB | Remote load set point | 20MAY10CY003 | PRODUCTION
20MAY10CY003-U01 | Remote load set point | 20MAY10CY003 | PRODUCTION
10MAY10CY005QB | BFP -1 TRIP | 10MAY10CY005 | PRODUCTION
10MAY10CY005-U01 | BFP -1 TRIP | 10MAY10CY005 | PRODUCTION
20MAY10CY005QB | BFP -1 TRIP | 20MAY10CY005 | PRODUCTION
20MAY10CY005-U01 | BFP -1 TRIP | 20MAY10CY005 | PRODUCTION
10MAY10CY006QB | BFP -2 TRIP | 10MAY10CY006 | PRODUCTION
10MAY10CY006-U01 | BFP -2 TRIP | 10MAY10CY006 | PRODUCTION
20MAY10CY006QB | BFP -2 TRIP | 20MAY10CY006 | PRODUCTION
20MAY10CY006-U01 | BFP -2 TRIP | 20MAY10CY006 | PRODUCTION
10MKA10CL101-F01 | Level switch | 10MKA10CL101 | PRODUCTION
20MKA10CL101-F01 | Level switch | 20MKA10CL101 | PRODUCTION
10MKA10CL102-F01 | Level switch | 10MKA10CL102 | PRODUCTION
20MKA10CL102-F01 | Level switch | 20MKA10CL102 | PRODUCTION
10MKA10CL201-F01 | Level Switch | 10MKA10CL201 | PRODUCTION |  |  | 7MF4033-1CA10-2AC0-Z A01+C11+C20+Y01+Y15
20MKA10CL201-F01 | Level Switch | 20MKA10CL201 | PRODUCTION |  |  | 7MF4033-1CA10-2AC0-Z A01+C11+C20+Y01+Y15
10MKA10CL202-F01 | Level Switch | 10MKA10CL202 | PRODUCTION |  |  | 7MF4033-1CA10-2AC0-Z A01+C11+C20+Y01+Y15
20MKA10CL202-F01 | Level Switch | 20MKA10CL202 | PRODUCTION |  |  | 7MF4033-1CA10-2AC0-Z A01+C11+C20+Y01+Y15
10MKA10CT001QB | Resistance Temperature Detector (Pt100) | 10MKA10CT001 | PRODUCTION
10MKA10CT001-U01 | Resistance Temperature Detector (Pt100) | 10MKA10CT001 | PRODUCTION
20MKA10CT001QB | Resistance Temperature Detector (Pt100) | 20MKA10CT001 | PRODUCTION
20MKA10CT001-U01 | Resistance Temperature Detector (Pt100) | 20MKA10CT001 | PRODUCTION
10MKA10CT002QB | Resistance Temperature Detector (Pt100) | 10MKA10CT002 | PRODUCTION
10MKA10CT002-U01 | Resistance Temperature Detector (Pt100) | 10MKA10CT002 | PRODUCTION
20MKA10CT002QB | Resistance Temperature Detector (Pt100) | 20MKA10CT002 | PRODUCTION
20MKA10CT002-U01 | Resistance Temperature Detector (Pt100) | 20MKA10CT002 | PRODUCTION
10MKA10CT003QB | Resistance Temperature Detector (Pt100) | 10MKA10CT003 | PRODUCTION |  |  | GDT-E-TW-BT
10MKA10CT003-U01 | Resistance Temperature Detector (Pt100) | 10MKA10CT003 | PRODUCTION |  |  | GDT-E-TW-BT
20MKA10CT003QB | Resistance Temperature Detector (Pt100) | 20MKA10CT003 | PRODUCTION |  |  | GDT-E-TW-BT
20MKA10CT003-U01 | Resistance Temperature Detector (Pt100) | 20MKA10CT003 | PRODUCTION |  |  | GDT-E-TW-BT
10MKA10CT004QB | Resistance Temperature Detector (Pt100) | 10MKA10CT004 | PRODUCTION |  |  | 6DR5111-0NN01-0AA-0
10MKA10CT004-U01 | Resistance Temperature Detector (Pt100) | 10MKA10CT004 | PRODUCTION |  |  | 6DR5111-0NN01-0AA-0
20MKA10CT004QB | Resistance Temperature Detector (Pt100) | 20MKA10CT004 | PRODUCTION |  |  | 6DR5111-0NN01-0AA-0
20MKA10CT004-U01 | Resistance Temperature Detector (Pt100) | 20MKA10CT004 | PRODUCTION |  |  | 6DR5111-0NN01-0AA-0
10MKA10CT005QB | Resistance Temperature Detector (Pt100) | 10MKA10CT005 | PRODUCTION |  |  | 6DR5111-0NN01-0AA-0
10MKA10CT005-U01 | Resistance Temperature Detector (Pt100) | 10MKA10CT005 | PRODUCTION |  |  | 6DR5111-0NN01-0AA-0
20MKA10CT005QB | Resistance Temperature Detector (Pt100) | 20MKA10CT005 | PRODUCTION |  |  | 6DR5111-0NN01-0AA-0
20MKA10CT005-U01 | Resistance Temperature Detector (Pt100) | 20MKA10CT005 | PRODUCTION |  |  | 6DR5111-0NN01-0AA-0
10MKA10CT006QB | Resistance Temperature Detector (Pt100) | 10MKA10CT006 | PRODUCTION |  |  | BSPG - V
10MKA10CT006-U01 | Resistance Temperature Detector (Pt100) | 10MKA10CT006 | PRODUCTION |  |  | BSPG - V
20MKA10CT006QB | Resistance Temperature Detector (Pt100) | 20MKA10CT006 | PRODUCTION |  |  | BSPG - V
20MKA10CT006-U01 | Resistance Temperature Detector (Pt100) | 20MKA10CT006 | PRODUCTION |  |  | BSPG - V
10MKA10CT008QB | Resistance Temperature Detector (Pt100) | 10MKA10CT008 | PRODUCTION
10MKA10CT008-U01 | Resistance Temperature Detector (Pt100) | 10MKA10CT008 | PRODUCTION
20MKA10CT008QB | Resistance Temperature Detector (Pt100) | 20MKA10CT008 | PRODUCTION
20MKA10CT008-U01 | Resistance Temperature Detector (Pt100) | 20MKA10CT008 | PRODUCTION
10MKA10CT009QB | Resistance Temperature Detector (Pt100) | 10MKA10CT009 | PRODUCTION
10MKA10CT009-U01 | Resistance Temperature Detector (Pt100) | 10MKA10CT009 | PRODUCTION
20MKA10CT009QB | Resistance Temperature Detector (Pt100) | 20MKA10CT009 | PRODUCTION
20MKA10CT009-U01 | Resistance Temperature Detector (Pt100) | 20MKA10CT009 | PRODUCTION
10MKA10CT010QB | Resistance Temperature Detector (Pt100) | 10MKA10CT010 | PRODUCTION
10MKA10CT010-U01 | Resistance Temperature Detector (Pt100) | 10MKA10CT010 | PRODUCTION
20MKA10CT010QB | Resistance Temperature Detector (Pt100) | 20MKA10CT010 | PRODUCTION
20MKA10CT010-U01 | Resistance Temperature Detector (Pt100) | 20MKA10CT010 | PRODUCTION
10MKA10CT011QB | Resistance Temperature Detector (Pt100) | 10MKA10CT011 | PRODUCTION
10MKA10CT011-U01 | Resistance Temperature Detector (Pt100) | 10MKA10CT011 | PRODUCTION
20MKA10CT011QB | Resistance Temperature Detector (Pt100) | 20MKA10CT011 | PRODUCTION
20MKA10CT011-U01 | Resistance Temperature Detector (Pt100) | 20MKA10CT011 | PRODUCTION
10MKA10CT012QB | Resistance Temperature Detector (Pt100) | 10MKA10CT012 | PRODUCTION |  |  | 7MF4033-1CA10-2AC0-Z A01+C11+C20+Y01+Y15
10MKA10CT012-U01 | Resistance Temperature Detector (Pt100) | 10MKA10CT012 | PRODUCTION |  |  | 7MF4033-1CA10-2AC0-Z A01+C11+C20+Y01+Y15
20MKA10CT012QB | Resistance Temperature Detector (Pt100) | 20MKA10CT012 | PRODUCTION |  |  | 7MF4033-1CA10-2AC0-Z A01+C11+C20+Y01+Y15
20MKA10CT012-U01 | Resistance Temperature Detector (Pt100) | 20MKA10CT012 | PRODUCTION |  |  | 7MF4033-1CA10-2AC0-Z A01+C11+C20+Y01+Y15
10MKA10CT013QB | Resistance Temperature Detector (Pt100) | 10MKA10CT013 | PRODUCTION |  |  | BSPG - V
10MKA10CT013-U01 | Resistance Temperature Detector (Pt100) | 10MKA10CT013 | PRODUCTION |  |  | BSPG - V
20MKA10CT013QB | Resistance Temperature Detector (Pt100) | 20MKA10CT013 | PRODUCTION |  |  | BSPG - V
20MKA10CT013-U01 | Resistance Temperature Detector (Pt100) | 20MKA10CT013 | PRODUCTION |  |  | BSPG - V
10MKA10CT014QB | Resistance Temperature Detector (Pt100) | 10MKA10CT014 | PRODUCTION |  |  | 7MF4033-1CA10-2AC0-Z A01+C11+C20+Y01+Y15
10MKA10CT014-U01 | Resistance Temperature Detector (Pt100) | 10MKA10CT014 | PRODUCTION |  |  | 7MF4033-1CA10-2AC0-Z A01+C11+C20+Y01+Y15
20MKA10CT014QB | Resistance Temperature Detector (Pt100) | 20MKA10CT014 | PRODUCTION |  |  | 7MF4033-1CA10-2AC0-Z A01+C11+C20+Y01+Y15
20MKA10CT014-U01 | Resistance Temperature Detector (Pt100) | 20MKA10CT014 | PRODUCTION |  |  | 7MF4033-1CA10-2AC0-Z A01+C11+C20+Y01+Y15
10MKA10CT015QB | Resistance Temperature Detector (Pt100) | 10MKA10CT015 | PRODUCTION
10MKA10CT015-U01 | Resistance Temperature Detector (Pt100) | 10MKA10CT015 | PRODUCTION
20MKA10CT015QB | Resistance Temperature Detector (Pt100) | 20MKA10CT015 | PRODUCTION
20MKA10CT015-U01 | Resistance Temperature Detector (Pt100) | 20MKA10CT015 | PRODUCTION
10MKD10CT001QB | Resistance Temperature Detector (Pt100) | 10MKD10CT001 | PRODUCTION |  |  | BSPG - V
10MKD10CT001-U01 | Resistance Temperature Detector (Pt100) | 10MKD10CT001 | PRODUCTION |  |  | BSPG - V
20MKD10CT001QB | Resistance Temperature Detector (Pt100) | 20MKD10CT001 | PRODUCTION |  |  | BSPG - V
20MKD10CT001-U01 | Resistance Temperature Detector (Pt100) | 20MKD10CT001 | PRODUCTION |  |  | BSPG - V
10MKD10CT501QP | Temperature gauge | 10MKD10CT501 | PRODUCTION |  |  | 30301-2.2-2R-24VDC-16
20MKD10CT501QP | Temperature gauge | 20MKD10CT501 | PRODUCTION |  |  | 30301-2.2-2R-24VDC-16
10MKD10CY024QB | Generator rear bearing housing vibration | 10MKD10CY024 | PRODUCTION
10MKD10CY024-U01 | Generator rear bearing housing vibration | 10MKD10CY024 | PRODUCTION
20MKD10CY024QB | Generator rear bearing housing vibration | 20MKD10CY024 | PRODUCTION
20MKD10CY024-U01 | Generator rear bearing housing vibration | 20MKD10CY024 | PRODUCTION
10MKD10GA101-J01 | Bearings, Junction box | 10MKD10GA101 | PRODUCTION
20MKD10GA101-J01 | Bearings, Junction box | 20MKD10GA101 | PRODUCTION
10MKD20CT001QB | Alternator rear bearing temperature | 10MKD20CT001 | PRODUCTION
10MKD20CT001-U01 | Alternator rear bearing temperature | 10MKD20CT001 | PRODUCTION
20MKD20CT001QB | Alternator rear bearing temperature | 20MKD20CT001 | PRODUCTION
20MKD20CT001-U01 | Alternator rear bearing temperature | 20MKD20CT001 | PRODUCTION
10MKD20CT002QB | Resistance Temperature Detector (Pt100) | 10MKD20CT002 | PRODUCTION
10MKD20CT002-U01 | Resistance Temperature Detector (Pt100) | 10MKD20CT002 | PRODUCTION
20MKD20CT002QB | Resistance Temperature Detector (Pt100) | 20MKD20CT002 | PRODUCTION
20MKD20CT002-U01 | Resistance Temperature Detector (Pt100) | 20MKD20CT002 | PRODUCTION
10MKD20CT501QP | Temperature gauge | 10MKD20CT501 | PRODUCTION |  |  | JLSL1
20MKD20CT501QP | Temperature gauge | 20MKD20CT501 | PRODUCTION |  |  | JLSL1
10PAD01AA001KA | Drain valve | 10PAD01AA001 | PRODUCTION |  |  | DN 900 PN10
20PAD01AA001KA | Drain valve | 20PAD01AA001 | PRODUCTION
10PAD01AP001-M01 | CW pump - 1 Motor | 10PAD01AP001 | PRODUCTION
20PAD01AP001-M01 | Circulating water pump-3 | 20PAD01AP001 | PRODUCTION
10PAD01AP002KP | Circulating water pump-2 | 10PAD01AP002 | PRODUCTION
10PAD01AP002-M01 | Circulating water pump-2 | 10PAD01AP002 | PRODUCTION
20PAD01AP002KP | Circulating water pump-4 | 20PAD01AP002 | PRODUCTION
20PAD01AP002-M01 | Circulating water pump-4 | 20PAD01AP002 | PRODUCTION
00PAD01BR001MR | Common cooling water discharge header to - | 00PAD01BR001 | PRODUCTION |  |  |  | FRP/ GRP
10PAD01BR001MR | Induced draft cooling tower basin to cooling water pump-a1 suction | 10PAD01BR001 | PRODUCTION |  |  |  | FRP/ GRP
20PAD01BR001MR | Induced draft cooling tower basin to cooling water pump suction b1 | 20PAD01BR001 | PRODUCTION |  |  |  | FRP/ GRP
00PAD01BR002MR | Common return header- reducer 1500x1400 to common return header- reducer 1400x1100 | 00PAD01BR002 | PRODUCTION |  |  |  | FRP/ GRP
10PAD01BR002MR | Cooling water pump-a1 discharge to common cooling water discharge header | 10PAD01BR002 | PRODUCTION |  |  |  | FRP/ GRP
20PAD01BR002MR | Cooling water pump discharge- b1 to common cooling water discharge header | 20PAD01BR002 | PRODUCTION |  |  |  | FRP/ GRP
00PAD01BR003MR | Common return header- reducer 1400x1100 to common return header- reducer 1100x800 | 00PAD01BR003 | PRODUCTION |  |  |  | FRP/ GRP
00PAD01BR004MR | Common return header- reducer 1100x800 to cooling tower cell-4 | 00PAD01BR004 | PRODUCTION |  |  |  | FRP/ GRP
00PAD01BR005MR | Common return header to cooling tower cell-1 | 00PAD01BR005 | PRODUCTION |  |  |  | FRP/ GRP
00PAD01BR006MR | Common return header to cooling tower cell-2 | 00PAD01BR006 | PRODUCTION |  |  |  | FRP/ GRP
00PAD01BR007MR | Common return header to cooling tower cell-3 | 00PAD01BR007 | PRODUCTION |  |  |  | FRP/ GRP
00PAD01CF001-U01 | Flow transmitter (dP) | 00PAD01CF001 | PRODUCTION
00PAD01CF202-F01 | Flow Switch | 00PAD01CF202 | PRODUCTION
10PAD02AA002KA | DRAIN VALVES-2 | 10PAD02AA002 | PRODUCTION
20PAD02AA002KA | DRAIN VALVES-4 | 20PAD02AA002 | PRODUCTION
10PAD02AP001-M01 | Circulating water pump-2( rev3 P&Id new) | 10PAD02AP001 | PRODUCTION
20PAD02AP001-M01 | Circulating water pump-4 (rev3 P&Id New) | 20PAD02AP001 | PRODUCTION
00PAD02BR001MR | Common cooling water discharge header to recirculation line of induced draft cooling basin | 00PAD02BR001 | PRODUCTION |  |  |  | FRP/ GRP
10PAD02BR001MR | Induced draft cooling tower basin to cooling water pump suction- a2 | 10PAD02BR001 | PRODUCTION |  |  |  | FRP/ GRP
20PAD02BR001MR | Induced draft cooling tower basin to cooling water pump suction- b2 | 20PAD02BR001 | PRODUCTION |  |  |  | FRP/ GRP
10PAD02BR002MR | Cooling water pump discharge a2 to common cooling water discharge header | 10PAD02BR002 | PRODUCTION |  |  |  | FRP/ GRP
20PAD02BR002MR | Cooling water pump discharge- b2 to common cooling water discharge header | 20PAD02BR002 | PRODUCTION |  |  |  | FRP/ GRP
00PAD02CF202-F01 | Flow Switch | 00PAD02CF202 | PRODUCTION
00PAD03CF202-F01 | Flow Switch | 00PAD03CF202 | PRODUCTION
10PAD04BR001MR | Common cooling water supply header to unit-1 condenser water box- a | 10PAD04BR001 | PRODUCTION |  |  |  | FRP/ GRP
20PAD04BR001MR | Unit-2 supply header to unit-2 condenser water box- a | 20PAD04BR001 | PRODUCTION |  |  |  | FRP/ GRP
10PAD04BR002MR | Unit-1&2 common supply header to unit-2 supply header | 10PAD04BR002 | PRODUCTION |  |  |  | FRP/ GRP
20PAD04BR002MR | Unit-1&2 common supply header to unit-2 supply header | 20PAD04BR002 | PRODUCTION |  |  |  | FRP/ GRP
10PAD04CF601QB | Unit#1 condenser-a i/l flow | 10PAD04CF601 | PRODUCTION
20PAD04CF601QB | Unit#2 condenser-a i/l flow | 20PAD04CF601 | PRODUCTION
10PAD04CP001-U01 | Differential Pressure Transmitter- Bourdon type | 10PAD04CP001 | PRODUCTION
20PAD04CP001-U01 | Differential Pressure Transmitter- Bourdon type | 20PAD04CP001 | PRODUCTION
10PAD04CT501QP | Temperature Gauge- Bi-metalic type | 10PAD04CT501 | PRODUCTION
20PAD04CT501QP | Temperature Gauge- Bi-metalic type | 20PAD04CT501 | PRODUCTION
10PAD05BR001MR | Common cooling water supply header to unit-1 condenser water box- b | 10PAD05BR001 | PRODUCTION |  |  |  | FRP/ GRP
20PAD05BR001MR | Unit-2 supply header to unit-2 condenser water box- b | 20PAD05BR001 | PRODUCTION |  |  |  | FRP/ GRP
10PAD05CP001-U01 | Differential Pressure Transmitter- Bourdon type | 10PAD05CP001 | PRODUCTION
20PAD05CP001-U01 | Differential Pressure Transmitter- Bourdon type | 20PAD05CP001 | PRODUCTION
10PAD05CT501QP | Temperature Gauge- Bi-metalic type | 10PAD05CT501 | PRODUCTION
20PAD05CT501QP | Temperature Gauge- Bi-metalic type | 20PAD05CT501 | PRODUCTION
10PAD06BR001MR | Unit-1condenser water box- a to unit-1&2 common return header | 10PAD06BR001 | PRODUCTION |  |  |  | FRP/ GRP
20PAD06BR001MR | Unit-2 condenser water box- a to unit-2 return header | 20PAD06BR001 | PRODUCTION |  |  |  | FRP/ GRP
10PAD06CT501QP | Temperature Gauge- Bi-metalic type | 10PAD06CT501 | PRODUCTION
20PAD06CT501QP | Temperature Gauge- Bi-metalic type | 20PAD06CT501 | PRODUCTION
10PAD07BR001MR | Unit-1condenser water box-b to unit-1&2 common return header | 10PAD07BR001 | PRODUCTION |  |  |  | FRP/ GRP
20PAD07BR001MR | Unit-2 condenser water box- b to unit-2 return header | 20PAD07BR001 | PRODUCTION |  |  |  | FRP/ GRP
10PAD07BR002MR | Unit-2 return header to unit-1&2 common return header | 10PAD07BR002 | PRODUCTION |  |  |  | FRP/ GRP
20PAD07BR002MR | Unit-2 return header to unit-1&2 common return header | 20PAD07BR002 | PRODUCTION |  |  |  | FRP/ GRP
10PAD07CT501QP | Temperature Gauge- Bi-metalic type | 10PAD07CT501 | PRODUCTION
20PAD07CT501QP | Temperature Gauge- Bi-metalic type | 20PAD07CT501 | PRODUCTION
00PAD08AA701KA | Butterfly valve | 00PAD08AA701 | PRODUCTION
00PAD08BR001MR | Unit-1&2 common return header to common return header- reducer 1500x1350 | 00PAD08BR001 | PRODUCTION |  |  |  | FRP/ GRP
00PAD08CF601QB | Flow Element- Orifice type | 00PAD08CF601 | PRODUCTION
00PAD09BR001MR | Blow down line to central monitoring basin | 00PAD09BR001 | PRODUCTION |  |  |  | FRP/ GRP
00PAD10BR001MR | Cooling water blow down line to CW dosing monitoring system | 00PAD10BR001 | PRODUCTION |  |  |  | FRP/ GRP
10PAD51AA001KA | BUTTERFLY VALVE-1 | 10PAD51AA001 | PRODUCTION
20PAD51AA001KA | BUTTERFLY VALVE-1 | 20PAD51AA001 | PRODUCTION
10PAD51AA002KA | BUTTERFLY VALVE-2 | 10PAD51AA002 | PRODUCTION
20PAD51AA002KA | BUTTERFLY VALVE-4 | 20PAD51AA002 | PRODUCTION
20PAD04AA102KA | BUTTERFLY VALVE | 20PAD04AA102 | PRODUCTION |  |  | DN800 PN10
20PAD05AA102KA | BUTTERFLY VALVE | 20PAD05AA102 | PRODUCTION |  |  | DN800 PN10
00EGB04KP001-M01 | Screw pump 1, motor | 00EGB04KP001 | PRODUCTION
00EGB04KP002-M01 | Screw pump 3, motor | 00EGB04KP002 | PRODUCTION
10PAR10AA011KA | Globe valve | 10PAR10AA011 | PRODUCTION |  |  | SA105
20PAR10AA011KA | Globe valve | 20PAR10AA011 | PRODUCTION |  |  | SA105
10PAR10AA012KA | Globe valve | 10PAR10AA012 | PRODUCTION |  |  | SA105
20PAR10AA012KA | Globe valve | 20PAR10AA012 | PRODUCTION |  |  | SA105
10PAR10BR016MR | Deaerator System, LP Dosing Pump Discharge | 10PAR10BR016 | PRODUCTION
20PAR10BR016MR | Deaerator System, LP Dosing Pump Discharge | 20PAR10BR016 | PRODUCTION
00PBJ01CF201-F01 | Flow Switch | 00PBJ01CF201 | PRODUCTION
00PBJ01CL201-F01 | Level Switch | 00PBJ01CL201 | PRODUCTION
00PBJ01CM001QB | Return Air RH. CCR & Switch Gear Room | 00PBJ01CM001 | PRODUCTION
00PBJ01CM001-U01 | Return Air RH. Transmitter | 00PBJ01CM001 | PRODUCTION
00PBJ01CM002QB | Ambient RH | 00PBJ01CM002 | PRODUCTION
00PBJ01CM002-U01 | Ambient RH Transmitter | 00PBJ01CM002 | PRODUCTION
00PBJ01CT001-U01 | Temperature Transmitter | 00PBJ01CT001 | PRODUCTION
00PBJ02CF201-F01 | Flow Switch | 00PBJ02CF201 | PRODUCTION
00PBJ02CL201-F01 | Level Switch | 00PBJ02CL201 | PRODUCTION
00PBJ03CF201-F01 | Flow Switch | 00PBJ03CF201 | PRODUCTION
00PBJ03CL201-F01 | Level Switch | 00PBJ03CL201 | PRODUCTION
00PCB01AP001-M01 | Auxiliary cooling water pump-3 | 00PCB01AP001 | PRODUCTION
10PCB01AP001-M01 | ACW pump-1 Motor | 10PCB01AP001 | PRODUCTION
20PCB01AP001-M01 | Auxiliary cooling water pump-2 | 20PCB01AP001 | PRODUCTION
00PCB01BR001MR | Cooling tower basin to aCW pump 3 suction | 00PCB01BR001 | PRODUCTION |  |  |  | FRP/ GRP
10PCB01BR001MR | Cooling tower basin to aCW pump 1 suction | 10PCB01BR001 | PRODUCTION |  |  |  | FRP/ GRP
20PCB01BR001MR | Cooling tower basin to aCW pump 2 suction | 20PCB01BR001 | PRODUCTION |  |  |  | FRP/ GRP
00PCB01BR002MR | ACW PUMP 3 DISCHARGE to COMMON ACW PUMP DISCHARGE HEADER | 00PCB01BR002 | PRODUCTION |  |  |  | FRP/ GRP
10PCB01BR002MR | ACW pump 1 discharge to common aCW pump discharge header | 10PCB01BR002 | PRODUCTION |  |  |  | FRP/ GRP
20PCB01BR002MR | ACW pump 2 discharge to common aCW pump discharge header | 20PCB01BR002 | PRODUCTION |  |  |  | FRP/ GRP
00PCB02BR001MR | Common aCW pump discharge header to common aCW pump discharge header from underground & above ground till pipe material change point | 00PCB02BR001 | PRODUCTION |  |  |  | FRP/ GRP
00PCB02BR002MR | Common aCW supply header from pipe material change point to stg tap off upto pcv inlet | 00PCB02BR002 | PRODUCTION |  |  |  | ASTM A106 Gr.B
00PCB02BR003MR | ACW COMMON SUPPLY HEADER FROM REDUCER 400 X 300 to ACW COMMON SUPPLY HEADER FROM REDUCER 300 X 250 | 00PCB02BR003 | PRODUCTION |  |  |  | ASTM A106 Gr.B
00PCB02BR004MR | ACW COMMON SUUPLY HEADER FROM REDUCER 300 X 250 to ACW COMMON SUPPLY HEADER | 00PCB02BR004 | PRODUCTION |  |  |  | ASTM A106 Gr.B
00PCB03BR001MR | Common aCW supply header to plant air com pressor inlet terminal point | 00PCB03BR001 | PRODUCTION |  |  |  | ASTM A106 Gr.B
00PCB03CT501QP | Temperature Gauge- Bi-metalic type | 00PCB03CT501 | PRODUCTION
20PCB04AA151KA | Downstream Pressure Control Valve | 20PCB04AA151 | PRODUCTION |  |  | D41 | A216GRWCB
00PCB04BR001MR | STG TAP OFF UPTO PCV OUTLET to TG AUXILIARIES (UNIT 1&2) -INLET TERMINAL POINT | 00PCB04BR001 | PRODUCTION |  |  |  | ASTM A106 Gr.B
00PCB04CT501QP | Temperature Gauge- Bi-metalic type | 00PCB04CT501 | PRODUCTION
00PCB05AA301KA | Globe valve | 00PCB05AA301 | PRODUCTION
10PCB05AA302KA | Globe valve | 10PCB05AA302 | PRODUCTION
20PCB05AA302KA | Globe valve | 20PCB05AA302 | PRODUCTION
00PCB05BR001MR | Cooling Water | 00PCB05BR001 | PRODUCTION
10PCB05BR001MR | Common aCW supply header to swas cooler inlet terminal point- unit 1 | 10PCB05BR001 | PRODUCTION |  |  |  | ASTM A106 Gr.B
20PCB05BR001MR | Common aCW supply header to swas cooler inlet terminal point- unit 2 | 20PCB05BR001 | PRODUCTION |  |  |  | ASTM A106 Gr.B
00PCB05CT501QP | Temperature Gauge | 00PCB05CT501 | PRODUCTION
10PCB05CT501QP | Temperature Gauge- Bi-metalic type | 10PCB05CT501 | PRODUCTION
20PCB05CT501QP | Temperature Gauge- Bi-metalic type | 20PCB05CT501 | PRODUCTION
00PCB06BR001MR | Common aCW return header reducer 300x400 to common CW return header upto above ground | 00PCB06BR001 | PRODUCTION |  |  |  | ASTM A106 Gr.B
00PCB06BR002MR | Common aCW return header expander 250x300 to common aCW return header reducer 300x400 | 00PCB06BR002 | PRODUCTION |  |  |  | ASTM A106 Gr.B
00PCB06BR003MR | Boiler auxiliaries (unit 1&2) outlet terminal point to common aCW return header expander 250x300 | 00PCB06BR003 | PRODUCTION |  |  |  | ASTM A106 Gr.B
00PCB06BR004MR | Common aCW return header expander 250x300 to common aCW return header | 00PCB06BR004 | PRODUCTION |  |  |  | ASTM A106 Gr.B
00PCB06CT501QP | Temperature Gauge- Bi-metalic type | 00PCB06CT501 | PRODUCTION
00PCB07AA301KA | Globe valve | 00PCB07AA301 | PRODUCTION
10PCB07AA302KA | Globe valve | 10PCB07AA302 | PRODUCTION
20PCB07AA302KA | Globe valve | 20PCB07AA302 | PRODUCTION
00PCB07BR001MR | Cooling Water | 00PCB07BR001 | PRODUCTION
10PCB07BR001MR | Swas cooler outlet terminal point- unit 1 to aCW common return header | 10PCB07BR001 | PRODUCTION |  |  |  | ASTM A106 Gr.B
20PCB07BR001MR | Swas cooler outlet terminal point- unit 2 to aCW common return header | 20PCB07BR001 | PRODUCTION |  |  |  | ASTM A106 Gr.B
00PCB07CT501QP | Temperature Gauge | 00PCB07CT501 | PRODUCTION
10PCB07CT501QP | Temperature Gauge- Bi-metalic type | 10PCB07CT501 | PRODUCTION
20PCB07CT501QP | Temperature Gauge- Bi-metalic type | 20PCB07CT501 | PRODUCTION
00PCB08BR001MR | Tg auxiliaries (unit 1&2) - outlet terminal point to common aCW return header | 00PCB08BR001 | PRODUCTION |  |  |  | ASTM A106 Gr.B
00PCB08CT501QP | Temperature Gauge- Bi-metalic type | 00PCB08CT501 | PRODUCTION
00PCB09BR001MR | Plant air compressor outlet terminal point to aCW common return header | 00PCB09BR001 | PRODUCTION |  |  |  | ASTM A106 Gr.B
00PCB09CT501QP | Temperature Gauge- Bi-metalic type | 00PCB09CT501 | PRODUCTION
00PCB10BR001MR | Common aCW supply header to boiler auxiliaries (unit 1&2) inlet terminal point | 00PCB10BR001 | PRODUCTION |  |  |  | ASTM A106 Gr.B
00PCB10CT501QP | Temperature Gauge- Bi-metalic type | 00PCB10CT501 | PRODUCTION
10PGA10AA401KA | Globe valve | 10PGA10AA401 | PRODUCTION |  |  | SA105 | SA105
20PGA10AA401KA | Globe valve | 20PGA10AA401 | PRODUCTION |  |  | SA105 | SA105
10PGA10AA402KA | Globe valve | 10PGA10AA402 | PRODUCTION |  |  | SA105 | SA105
20PGA10AA402KA | Globe valve | 20PGA10AA402 | PRODUCTION |  |  | SA105 | SA105
10PGA10AA403KA | Globe valve | 10PGA10AA403 | PRODUCTION |  |  | SA105 | SA105
20PGA10AA403KA | Globe valve | 20PGA10AA403 | PRODUCTION |  |  | SA105 | SA105
10PGA10AA404KA | Globe valve | 10PGA10AA404 | PRODUCTION |  |  | SA105 | SA105
20PGA10AA404KA | Globe valve | 20PGA10AA404 | PRODUCTION |  |  | SA105 | SA105
10PGA10AA501KA | Globe valve | 10PGA10AA501 | PRODUCTION |  |  | SA105 | SA105
20PGA10AA501KA | Globe valve | 20PGA10AA501 | PRODUCTION |  |  | SA105 | SA105
10PGA10AA502KA | Globe valve | 10PGA10AA502 | PRODUCTION |  |  | SA105 | SA105
20PGA10AA502KA | Globe valve | 20PGA10AA502 | PRODUCTION |  |  | SA105 | SA105
10PGA10AA503KA | Globe valve | 10PGA10AA503 | PRODUCTION |  |  | SA105 | SA105
20PGA10AA503KA | Globe valve | 20PGA10AA503 | PRODUCTION |  |  | SA105 | SA105
10PGA10AA504KA | Globe valve | 10PGA10AA504 | PRODUCTION |  |  | SA105 | SA105
20PGA10AA504KA | Globe valve | 20PGA10AA504 | PRODUCTION |  |  | SA105 | SA105
00PGA10BR001MR | Aux. Cooling Water Common Supply Header from Client TP | 00PGA10BR001 | PRODUCTION |  |  |  | A106 GrB
00PGA10BR010MR | Cooling Water from auxiliary water system (SP) to Cooling Water to boilers 1 and 2 (Andritz) | 00PGA10BR010 | PRODUCTION |  |  |  | SA312 TP304L
00PGA10BR020MR | Cooling Water to Sample coolers | 00PGA10BR020 | PRODUCTION |  |  |  | SA312 TP304L
00PGA10BR030MR | Cooling Water consumers to Cooling Water return | 00PGA10BR030 | PRODUCTION |  |  |  | SA312 TP304L
10PGA10BR401MR | Drain line, Cooling Water Inlet Header to Condensor | 10PGA10BR401 | PRODUCTION |  |  |  | A106 GrB
20PGA10BR401MR | Drain line, Cooling Water Inlet Header to Condensor | 20PGA10BR401 | PRODUCTION |  |  |  | A106 GrB
10PGA10BR402MR | Drain line, Cooling Water Inlet Header to Condensor | 10PGA10BR402 | PRODUCTION |  |  |  | A106 GrB
20PGA10BR402MR | Drain line, Cooling Water Inlet Header to Condensor | 20PGA10BR402 | PRODUCTION |  |  |  | A106 GrB
10PGA10BR403MR | Drain line, Cooling Water Inlet Header to Condensor | 10PGA10BR403 | PRODUCTION |  |  |  | A106 GrB
20PGA10BR403MR | Drain line, Cooling Water Inlet Header to Condensor | 20PGA10BR403 | PRODUCTION |  |  |  | A106 GrB
10PGA10BR404MR | Drain line, Cooling Water Inlet Header to Condensor | 10PGA10BR404 | PRODUCTION |  |  |  | A106 GrB
20PGA10BR404MR | Drain line, Cooling Water Inlet Header to Condensor | 20PGA10BR404 | PRODUCTION |  |  |  | A106 GrB
10PGA10BR501MR | Vent line, Cooling Water Outlet Header from Condersor | 10PGA10BR501 | PRODUCTION |  |  |  | A106 GrB
20PGA10BR501MR | Vent line, Cooling Water Outlet Header from Condersor | 20PGA10BR501 | PRODUCTION |  |  |  | A106 GrB
10PGA10BR502MR | Vent line, Cooling Water Outlet Header from Condersor | 10PGA10BR502 | PRODUCTION |  |  |  | A106 GrB
20PGA10BR502MR | Vent line, Cooling Water Outlet Header from Condersor | 20PGA10BR502 | PRODUCTION |  |  |  | A106 GrB
10PGA10BR503MR | Vent line, Cooling Water Outlet Header from Condersor | 10PGA10BR503 | PRODUCTION |  |  |  | A106 GrB
20PGA10BR503MR | Vent line, Cooling Water Outlet Header from Condersor | 20PGA10BR503 | PRODUCTION |  |  |  | A106 GrB
10PGA10BR504MR | Vent line, Cooling Water Outlet Header from Condersor | 10PGA10BR504 | PRODUCTION |  |  |  | A106 GrB
20PGA10BR504MR | Vent line, Cooling Water Outlet Header from Condersor | 20PGA10BR504 | PRODUCTION |  |  |  | A106 GrB
10PGA10CPXXXQP | Pressure Gauge | 10PGA10CPXXX | PRODUCTION |  |  | Customer to Specifiy
20PGA10CPXXXQP | Pressure Gauge | 20PGA10CPXXX | PRODUCTION |  |  | Customer to Specifiy
10PGA10CTXXXQP | Temperature gauge | 10PGA10CTXXX | PRODUCTION |  |  | Customer to Specifiy
20PGA10CTXXXQP | Temperature gauge | 20PGA10CTXXX | PRODUCTION |  |  | Customer to Specifiy
10PGA10GA101-J01 | Closed Cooling Water system for conventional area, Junction box | 10PGA10GA101 | PRODUCTION
20PGA10GA101-J01 | Closed Cooling Water system for conventional area, Junction box | 20PGA10GA101 | PRODUCTION
10PGA10GA102-J01 | BFP - 1 casing | 10PGA10GA102 | PRODUCTION
20PGA10GA102-J01 | BFP - 1 casing | 20PGA10GA102 | PRODUCTION
10PGA10GA103-J01 | BFP - 2 casing | 10PGA10GA103 | PRODUCTION
20PGA10GA103-J01 | BFP - 2 casing | 20PGA10GA103 | PRODUCTION
10PGA10GA201-J01 | Closed Cooling Water system for conventional area, Junction box | 10PGA10GA201 | PRODUCTION
20PGA10GA201-J01 | Closed Cooling Water system for conventional area, Junction box | 20PGA10GA201 | PRODUCTION
20PGA11CF201-F01 | Flow Switch | 20PGA11CF201 | PRODUCTION |  |  | 2000
20PGA12CF201-F01 | Flow Switch | 20PGA12CF201 | PRODUCTION |  |  | 2000
20PGA13CF201-F01 | Flow Switch | 20PGA13CF201 | PRODUCTION |  |  | 2000
10PGA15AA101KA | Globe valve | 10PGA15AA101 | PRODUCTION |  |  | SA105 | SA105
20PGA15AA101KA | Globe valve | 20PGA15AA101 | PRODUCTION |  |  | SA105 | SA105
10PGA15AA102KA | Butterfly Valve | 10PGA15AA102 | PRODUCTION |  |  | SA216 Gr WCB | SA216 Gr WCB
20PGA15AA102KA | Butterfly Valve | 20PGA15AA102 | PRODUCTION |  |  | SA216 Gr WCB | SA216 Gr WCB
10PGA15AA103KA | Butterfly Valve | 10PGA15AA103 | PRODUCTION |  |  | SA216 Gr WCB | SA216 Gr WCB
20PGA15AA103KA | Butterfly Valve | 20PGA15AA103 | PRODUCTION |  |  | SA216 Gr WCB | SA216 Gr WCB
10PGA15AA104KA | Gate Valve | 10PGA15AA104 | PRODUCTION |  |  | SA105 | SA105
20PGA15AA104KA | Gate Valve | 20PGA15AA104 | PRODUCTION |  |  | SA105 | SA105
10PGA15AA105KA | Gate Valve | 10PGA15AA105 | PRODUCTION |  |  | SA105 | SA105
20PGA15AA105KA | Gate Valve | 20PGA15AA105 | PRODUCTION |  |  | SA105 | SA105
10PGA15BR101MR | Aux. Cooling Water Inlet Header Line to Heat Exchangers | 10PGA15BR101 | PRODUCTION |  |  |  | A106 GrB
20PGA15BR101MR | AUX. Cooling Water Inlet Header Line to Heat Exchangers | 20PGA15BR101 | PRODUCTION |  |  |  | A106 GrB
10PGA15BR102MR | Aux. Cooling Water Inlet Line to Heat Exchanger | 10PGA15BR102 | PRODUCTION |  |  |  | A106 GrB
00QKA01AC001-M01 | HVAC Cooling Tower -1 motor | 00QKA01AC001 | PRODUCTION
20PGA15BR102MR | AUX. Cooling Water Inlet Line to Heat Exchanger | 20PGA15BR102 | PRODUCTION |  |  |  | A106 GrB
10PGA15BR103MR | Aux. Cooling Water Inlet Line to Heat Exchanger | 10PGA15BR103 | PRODUCTION |  |  |  | A106 GrB
20PGA15BR103MR | AUX. Cooling Water Inlet Line to Heat Exchanger | 20PGA15BR103 | PRODUCTION |  |  |  | A106 GrB
10PGA15BR401MR | Drain line, Aux. Cooling Water inlet to Plate Heat Ex. | 10PGA15BR401 | PRODUCTION |  |  |  | A106 GrB
20PGA15BR401MR | Drain line, AUX. Cooling Water inlet to Plate Heat Ex. | 20PGA15BR401 | PRODUCTION |  |  |  | A106 GrB
10PGA15BR402MR | Drain line, Aux. Cooling Water inlet to Plate Heat Ex. | 10PGA15BR402 | PRODUCTION |  |  |  | A106 GrB
20PGA15BR402MR | Drain line, AUX. Cooling Water inlet to Plate Heat Ex. | 20PGA15BR402 | PRODUCTION |  |  |  | A106 GrB
10PGA20AA001KA | Butterfly Valve | 10PGA20AA001 | PRODUCTION |  |  | SA216 Gr WCB | SA216 Gr WCB
20PGA20AA001KA | Butterfly Valve | 20PGA20AA001 | PRODUCTION |  |  | SA216 Gr WCB | SA216 Gr WCB
10PGA20AA002KA | Butterfly Valve | 10PGA20AA002 | PRODUCTION |  |  | SA216 Gr WCB | SA216 Gr WCB
20PGA20AA002KA | Butterfly Valve | 20PGA20AA002 | PRODUCTION |  |  | SA216 Gr WCB | SA216 Gr WCB
10PGA20AA003KA | Butterfly Valve | 10PGA20AA003 | PRODUCTION |  |  | SA216 Gr WCB | SA216 Gr WCB
20PGA20AA003KA | Butterfly Valve | 20PGA20AA003 | PRODUCTION |  |  | SA216 Gr WCB | SA216 Gr WCB
10PGA20AA004KA | Butterfly Valve | 10PGA20AA004 | PRODUCTION |  |  | SA216 Gr WCB | SA216 Gr WCB
20PGA20AA004KA | Butterfly Valve | 20PGA20AA004 | PRODUCTION |  |  | SA216 Gr WCB | SA216 Gr WCB
10PGA20AA005KA | Butterfly Valve | 10PGA20AA005 | PRODUCTION |  |  | SA216 Gr WCB | SA216 Gr WCB
20PGA20AA005KA | Butterfly Valve | 20PGA20AA005 | PRODUCTION |  |  | SA216 Gr WCB | SA216 Gr WCB
10PGA20AA006KA | Butterfly Valve | 10PGA20AA006 | PRODUCTION |  |  | SA216 Gr WCB | SA216 Gr WCB
20PGA20AA006KA | Butterfly Valve | 20PGA20AA006 | PRODUCTION |  |  | SA216 Gr WCB | SA216 Gr WCB
10PGA20AA007KA | Butterfly Valve | 10PGA20AA007 | PRODUCTION |  |  | SA216 Gr WCB | SA216 Gr WCB
20PGA20AA007KA | Butterfly Valve | 20PGA20AA007 | PRODUCTION |  |  | SA216 Gr WCB | SA216 Gr WCB
10PGA20AA008KA | Butterfly Valve | 10PGA20AA008 | PRODUCTION |  |  | SA216 Gr WCB | SA216 Gr WCB
20PGA20AA008KA | Butterfly Valve | 20PGA20AA008 | PRODUCTION |  |  | SA216 Gr WCB | SA216 Gr WCB
10PGA20AA009KA | Gate Valve | 10PGA20AA009 | PRODUCTION |  |  | SA105 | SA105
20PGA20AA009KA | Gate Valve | 20PGA20AA009 | PRODUCTION |  |  | SA105 | SA105
10PGA20AA010KA | Gate Valve | 10PGA20AA010 | PRODUCTION |  |  | SA105 | SA105
20PGA20AA010KA | Gate Valve | 20PGA20AA010 | PRODUCTION |  |  | SA105 | SA105
10PGA20AA301KA | Globe valve | 10PGA20AA301 | PRODUCTION |  |  | SA105 | SA105
20PGA20AA301KA | Globe valve | 20PGA20AA301 | PRODUCTION |  |  | SA105 | SA105
10PGA20AA302KA | Globe valve | 10PGA20AA302 | PRODUCTION |  |  | SA105 | SA105
20PGA20AA302KA | Globe valve | 20PGA20AA302 | PRODUCTION |  |  | SA105 | SA105
10PGA20AA303KA | Globe valve | 10PGA20AA303 | PRODUCTION |  |  | SA105 | SA105
20PGA20AA303KA | Globe valve | 20PGA20AA303 | PRODUCTION |  |  | SA105 | SA105
10PGA20AA304KA | Globe valve | 10PGA20AA304 | PRODUCTION |  |  | SA105 | SA105
20PGA20AA304KA | Globe valve | 20PGA20AA304 | PRODUCTION |  |  | SA105 | SA105
10PGA20AA305KA | Globe valve | 10PGA20AA305 | PRODUCTION |  |  | SA105 | SA105
20PGA20AA305KA | Globe valve | 20PGA20AA305 | PRODUCTION |  |  | SA105 | SA105
10PGA20AA306KA | Globe valve | 10PGA20AA306 | PRODUCTION |  |  | SA105 | SA105
20PGA20AA306KA | Globe valve | 20PGA20AA306 | PRODUCTION |  |  | SA105 | SA105
10PGA20AA307KA | Globe valve | 10PGA20AA307 | PRODUCTION |  |  | SA105 | SA105
20PGA20AA307KA | Globe valve | 20PGA20AA307 | PRODUCTION |  |  | SA105 | SA105
10PGA20AA308KA | Globe valve | 10PGA20AA308 | PRODUCTION |  |  | SA105 | SA105
20PGA20AA308KA | Globe valve | 20PGA20AA308 | PRODUCTION |  |  | SA105 | SA105
00PGA20BR001MR | Aux. Cooling Water Common Return Header to Client TP | 00PGA20BR001 | PRODUCTION |  |  |  | A106 GrB
10PGA20BR005MR | AUX Cooling Water Inlet To Generator Coolers | 10PGA20BR005 | PRODUCTION |  |  |  | A106 GrB
20PGA20BR005MR | AUX Cooling Water Inlet To Generator Coolers | 20PGA20BR005 | PRODUCTION |  |  |  | A106 GrB
10PGA20BR006MR | Cooling Water System, Aux. Cooling Water Outlet Line | 10PGA20BR006 | PRODUCTION |  |  |  | A106 GrB
20PGA39AA105KA | Globe valve | 20PGA39AA105 | PRODUCTION |  |  | SA105 | SA105
20PGA20BR006MR | Cooling Water System, AUX. Cooling Water Outlet Line | 20PGA20BR006 | PRODUCTION |  |  |  | A106 GrB
00PGA20BR010MR | Cooling Water from auxiliary water system (SP) to Cooling Water consumers | 00PGA20BR010 | PRODUCTION |  |  | DN 150 | SA312 TP304L
10PGA20BR023MR | AUX Cooling Water Inlet To Generator Coolers 1 | 10PGA20BR023 | PRODUCTION |  |  |  | A106 GrB
20PGA20BR023MR | AUX Cooling Water Inlet To Generator Coolers 1 | 20PGA20BR023 | PRODUCTION |  |  |  | A106 GrB
10PGA20BR024MR | AUX Cooling Water Inlet To Generator Coolers 2 | 10PGA20BR024 | PRODUCTION |  |  |  | A106 GrB
20PGA20BR024MR | AUX Cooling Water Inlet To Generator Coolers 2 | 20PGA20BR024 | PRODUCTION |  |  |  | A106 GrB
10PGA20BR025MR | AUX Cooling Water Inlet To Generator Coolers 3 | 10PGA20BR025 | PRODUCTION |  |  |  | A106 GrB
20PGA20BR025MR | AUX Cooling Water Inlet To Generator Coolers 3 | 20PGA20BR025 | PRODUCTION |  |  |  | A106 GrB
10PGA20BR026MR | AUX Cooling Water Inlet To Generator Coolers 4 | 10PGA20BR026 | PRODUCTION |  |  |  | A106 GrB
20PGA20BR026MR | AUX Cooling Water Inlet To Generator Coolers 4 | 20PGA20BR026 | PRODUCTION |  |  |  | A106 GrB
10PGA20BR027MR | AUX Cooling Water Outlet From Generator Coolers 1 | 10PGA20BR027 | PRODUCTION |  |  |  | A106 GrB
20PGA20BR027MR | AUX Cooling Water Outlet From Generator Coolers 1 | 20PGA20BR027 | PRODUCTION |  |  |  | A106 GrB
10PGA20BR028MR | AUX Cooling Water Outlet From Generator Coolers 2 | 10PGA20BR028 | PRODUCTION |  |  |  | A106 GrB
20PGA20BR028MR | AUX Cooling Water Outlet From Generator Coolers 2 | 20PGA20BR028 | PRODUCTION |  |  |  | A106 GrB
10PGA20BR029MR | AUX Cooling Water Outlet From Generator Coolers 3 | 10PGA20BR029 | PRODUCTION |  |  |  | A106 GrB
20PGA20BR029MR | AUX Cooling Water Outlet From Generator Coolers 3 | 20PGA20BR029 | PRODUCTION |  |  |  | A106 GrB
10PGA20BR030MR | AUX Cooling Water Outlet From Generator Coolers 4 | 10PGA20BR030 | PRODUCTION |  |  |  | A106 GrB
20PGA20BR030MR | AUX Cooling Water Outlet From Generator Coolers 4 | 20PGA20BR030 | PRODUCTION |  |  |  | A106 GrB
10PGA20BR111MR | Press. Meas., AUX Cooling Water Inlet To Generator Coolers 1 | 10PGA20BR111 | PRODUCTION |  |  |  | A106 GrB
20PGA20BR111MR | Press. Meas., AUX Cooling Water Inlet To Generator Coolers 1 | 20PGA20BR111 | PRODUCTION |  |  |  | A106 GrB
10PGA20BR112MR | Press. Meas., AUX Cooling Water Oulet To Generator Coolers 1 | 10PGA20BR112 | PRODUCTION |  |  |  | A106 GrB
20PGA20BR112MR | Press. Meas., AUX Cooling Water Oulet To Generator Coolers 1 | 20PGA20BR112 | PRODUCTION |  |  |  | A106 GrB
10PGA20BR113MR | Press. Meas., AUX Cooling Water Inlet To Generator Coolers 2 | 10PGA20BR113 | PRODUCTION |  |  |  | A106 GrB
20PGA20BR113MR | Press. Meas., AUX Cooling Water Inlet To Generator Coolers 2 | 20PGA20BR113 | PRODUCTION |  |  |  | A106 GrB
10PGA20BR114MR | Press. Meas., AUX Cooling Water Oulet To Generator Coolers 2 | 10PGA20BR114 | PRODUCTION |  |  |  | A106 GrB
20PGA20BR114MR | Press. Meas., AUX Cooling Water Oulet To Generator Coolers 2 | 20PGA20BR114 | PRODUCTION |  |  |  | A106 GrB
10PGA20BR115MR | Press. Meas., AUX Cooling Water Inlet To Generator Coolers 3 | 10PGA20BR115 | PRODUCTION |  |  |  | A106 GrB
20PGA20BR115MR | Press. Meas., AUX Cooling Water Inlet To Generator Coolers 3 | 20PGA20BR115 | PRODUCTION |  |  |  | A106 GrB
10PGA20BR116MR | Press. Meas., AUX Cooling Water Oulet To Generator Coolers 3 | 10PGA20BR116 | PRODUCTION |  |  |  | A106 GrB
20PGA20BR116MR | Press. Meas., AUX Cooling Water Oulet To Generator Coolers 3 | 20PGA20BR116 | PRODUCTION |  |  |  | A106 GrB
10PGA20BR117MR | Press. Meas., AUX Cooling Water Inlet To Generator Coolers 4 | 10PGA20BR117 | PRODUCTION |  |  |  | A106 GrB
20PGA20BR117MR | Press. Meas., AUX Cooling Water Inlet To Generator Coolers 4 | 20PGA20BR117 | PRODUCTION |  |  |  | A106 GrB
10PGA20BR118MR | Press. Meas., AUX Cooling Water Oulet To Generator Coolers 4 | 10PGA20BR118 | PRODUCTION |  |  |  | A106 GrB
20PGA20BR118MR | Press. Meas., AUX Cooling Water Oulet To Generator Coolers 4 | 20PGA20BR118 | PRODUCTION |  |  |  | A106 GrB
10PGA20BR401MR | Drain line, Aux Cooling Water Outlet header from Generator Coolers | 10PGA20BR401 | PRODUCTION |  |  |  | A106 GrB
20PGA20BR401MR | Drain line, AUX Cooling Water Outlet header from Generator Coolers | 20PGA20BR401 | PRODUCTION |  |  |  | A106 GrB
10PGA20BR402MR | Drain line, Aux Cooling Water Inlet header to Generator Coolers | 10PGA20BR402 | PRODUCTION |  |  |  | A106 GrB
20PGA20BR402MR | Drain line, AUX Cooling Water Inlet header to Generator Coolers | 20PGA20BR402 | PRODUCTION |  |  |  | A106 GrB
10PGA20CP506QP | Pressure Gauge | 10PGA20CP506 | PRODUCTION
20PGA20CP506QP | Pressure Gauge | 20PGA20CP506 | PRODUCTION
10PGA20CP507QP | Pressure Gauge | 10PGA20CP507 | PRODUCTION
20PGA20CP507QP | Pressure Gauge | 20PGA20CP507 | PRODUCTION
10PGA20CP508QP | Pressure Gauge | 10PGA20CP508 | PRODUCTION
20PGA20CP508QP | Pressure Gauge | 20PGA20CP508 | PRODUCTION
20PGA20CT001QP | Temperature Gauge | 20PGA20CT001 | PRODUCTION
10PGA21BR001MR | Aux. Cooling Water Inlet Header Line to BFP's | 10PGA21BR001 | PRODUCTION |  |  |  | A106 GrB
20PGA21BR001MR | AUX. Cooling Water Inlet Header Line to BFP's | 20PGA21BR001 | PRODUCTION |  |  |  | A106 GrB
10PGA21BR002MR | Aux. Cooling Water Inlet Line to BFP 1 | 10PGA21BR002 | PRODUCTION |  |  |  | A106 GrB
20PGA21BR002MR | AUX. Cooling Water Inlet Line to BFP 1 | 20PGA21BR002 | PRODUCTION |  |  |  | A106 GrB
10PGA21BR003MR | Aux. Cooling Water Inlet Line to BFP 2 | 10PGA21BR003 | PRODUCTION |  |  |  | A106 GrB
20PGA21BR003MR | AUX. Cooling Water Inlet Line to BFP 2 | 20PGA21BR003 | PRODUCTION |  |  |  | A106 GrB
00PGA21BR010MR | Cooling Water from boilers Cooling Water system (Andritz) to Cooling Water to sampling stations (SP) | 00PGA21BR010 | PRODUCTION |  |  | DN 50 | SA312 TP304L
10PGA22BR001MR | Aux. Cooling Water Oulet Line from BFP 1 | 10PGA22BR001 | PRODUCTION |  |  |  | A106 GrB
20PGA22BR001MR | AUX. Cooling Water Oulet Line from BFP 1 | 20PGA22BR001 | PRODUCTION |  |  |  | A106 GrB
10PGA22BR002MR | Aux. Cooling Water Oulet Line from BFP 2 | 10PGA22BR002 | PRODUCTION |  |  |  | A106 GrB
20PGA22BR002MR | AUX. Cooling Water Oulet Line from BFP 2 | 20PGA22BR002 | PRODUCTION |  |  |  | A106 GrB
10PGA22BR003MR | Aux. Cooling Water Inlet Header Line from BFP's | 10PGA22BR003 | PRODUCTION |  |  |  | A106 GrB
20PGA22BR003MR | AUX. Cooling Water Inlet Header Line from BFP's | 20PGA22BR003 | PRODUCTION |  |  |  | A106 GrB
10PGA25AA101KA | Globe valve | 10PGA25AA101 | PRODUCTION |  |  | SA105 | SA105
20PGA25AA101KA | Globe valve | 20PGA25AA101 | PRODUCTION |  |  | SA105 | SA105
10PGA25AA102KA | Butterfly Valve | 10PGA25AA102 | PRODUCTION |  |  | SA216 Gr WCB | SA216 Gr WCB
20PGA25AA102KA | Butterfly Valve | 20PGA25AA102 | PRODUCTION |  |  | SA216 Gr WCB | SA216 Gr WCB
10PGA25AA103KA | Butterfly Valve | 10PGA25AA103 | PRODUCTION |  |  | SA216 Gr WCB | SA216 Gr WCB
20PGA25AA103KA | Butterfly Valve | 20PGA25AA103 | PRODUCTION |  |  | SA216 Gr WCB | SA216 Gr WCB
10PGA25AA104KA | Gate Valve | 10PGA25AA104 | PRODUCTION |  |  | SA105 | SA105
20PGA25AA104KA | Gate Valve | 20PGA25AA104 | PRODUCTION |  |  | SA105 | SA105
10PGA25AA105KA | Gate Valve | 10PGA25AA105 | PRODUCTION |  |  | SA105 | SA105
20PGA25AA105KA | Gate Valve | 20PGA25AA105 | PRODUCTION |  |  | SA105 | SA105
10PGA25BR101MR | Aux. Cooling Water Outlet Header Line from Heat Exchangers | 10PGA25BR101 | PRODUCTION |  |  |  | A106 GrB
20PGA25BR101MR | AUX. Cooling Water Outlet Header Line from Heat Exchangers | 20PGA25BR101 | PRODUCTION |  |  |  | A106 GrB
10PGA25BR102MR | Aux. Cooling Water Oulet Line to Heat Exchanger | 10PGA25BR102 | PRODUCTION |  |  |  | A106 GrB
20PGA25BR102MR | AUX. Cooling Water Oulet Line to Heat Exchanger | 20PGA25BR102 | PRODUCTION |  |  |  | A106 GrB
10PGA25BR103MR | Aux. Cooling Water Oulet Line to Heat Exchanger | 10PGA25BR103 | PRODUCTION |  |  |  | A106 GrB
20PGA25BR103MR | AUX. Cooling Water Oulet Line to Heat Exchanger | 20PGA25BR103 | PRODUCTION |  |  |  | A106 GrB
10PGA25BR111MR | Press. Meas., Aux Cooling Water outlet Header from Plate Heat Ex. | 10PGA25BR111 | PRODUCTION |  |  |  | A106 GrB
20PGA25BR111MR | Press. Meas., AUX Cooling Water outlet Header from Plate Heat Ex. | 20PGA25BR111 | PRODUCTION |  |  |  | A106 GrB
10PGA25BR501MR | Vent line, Aux. Cooling Water outlet from Plate Heat Ex. | 10PGA25BR501 | PRODUCTION |  |  |  | A106 GrB
20PGA25BR501MR | Vent line, AUX. Cooling Water outlet from Plate Heat Ex. | 20PGA25BR501 | PRODUCTION |  |  |  | A106 GrB
10PGA25BR502MR | Vent line, Aux. Cooling Water outlet from Plate Heat Ex. | 10PGA25BR502 | PRODUCTION |  |  |  | A106 GrB
20PGA25BR502MR | Vent line, AUX. Cooling Water outlet from Plate Heat Ex. | 20PGA25BR502 | PRODUCTION |  |  |  | A106 GrB
10PGA30AA001KA | Butterfly Valve | 10PGA30AA001 | PRODUCTION |  |  | SA216 Gr WCB | SA216 Gr WCB
20PGA30AA001KA | Butterfly Valve | 20PGA30AA001 | PRODUCTION |  |  | SA216 Gr WCB | SA216 Gr WCB
10PGA30AA002KA | Butterfly Valve | 10PGA30AA002 | PRODUCTION |  |  | SA216 Gr WCB | SA216 Gr WCB
20PGA30AA002KA | Butterfly Valve | 20PGA30AA002 | PRODUCTION |  |  | SA216 Gr WCB | SA216 Gr WCB
10PGA30AA003KA | Butterfly Valve | 10PGA30AA003 | PRODUCTION |  |  | SA216 Gr WCB | SA216 Gr WCB
20PGA30AA003KA | Butterfly Valve | 20PGA30AA003 | PRODUCTION |  |  | SA216 Gr WCB | SA216 Gr WCB
10PGA30AA004KA | Butterfly Valve | 10PGA30AA004 | PRODUCTION |  |  | SA216 Gr WCB | SA216 Gr WCB
20PGA30AA004KA | Butterfly Valve | 20PGA30AA004 | PRODUCTION |  |  | SA216 Gr WCB | SA216 Gr WCB
10PGA30AA005KA | Globe valve | 10PGA30AA005 | PRODUCTION |  |  | SA105 | SA105
20PGA30AA005KA | Globe valve | 20PGA30AA005 | PRODUCTION |  |  | SA105 | SA105
10PGA30AA006KA | Globe valve | 10PGA30AA006 | PRODUCTION |  |  | SA105 | SA105
20PGA30AA006KA | Globe valve | 20PGA30AA006 | PRODUCTION |  |  | SA105 | SA105
10PGA30AA007KA | Gate Valve | 10PGA30AA007 | PRODUCTION |  |  | SA105 | SA105
20PGA30AA007KA | Gate Valve | 20PGA30AA007 | PRODUCTION |  |  | SA105 | SA105
10PGA30AA008KA | Gate Valve | 10PGA30AA008 | PRODUCTION |  |  | SA105 | SA105
20PGA30AA008KA | Gate Valve | 20PGA30AA008 | PRODUCTION |  |  | SA105 | SA105
10PGA30AA501KA | Lube Oil Cooler, Cooling Water Vent Valve | 10PGA30AA501 | PRODUCTION
20PGA30AA501KA | Lube Oil Cooler, Cooling Water Vent Valve | 20PGA30AA501 | PRODUCTION
10PGA30AA502KA | Lube Oil Cooler, Cooling Water Vent Valve | 10PGA30AA502 | PRODUCTION
20PGA30AA502KA | Lube Oil Cooler, Cooling Water Vent Valve | 20PGA30AA502 | PRODUCTION
10PGA30AA503KA | Lube Oil Cooler, Cooling Water Drain Valve | 10PGA30AA503 | PRODUCTION
20PGA30AA503KA | Lube Oil Cooler, Cooling Water Drain Valve | 20PGA30AA503 | PRODUCTION
10PGA30AA504KA | Lube Oil Cooler, Cooling Water Drain Valve | 10PGA30AA504 | PRODUCTION
20PGA30AA504KA | Lube Oil Cooler, Cooling Water Drain Valve | 20PGA30AA504 | PRODUCTION
10PGA30BR001MR | DM Cooling Water supply To Lube Oil Coolers | 10PGA30BR001 | PRODUCTION |  |  |  | A312 TP305
20PGA30BR001MR | DM Cooling Water supply To Lube Oil Coolers | 20PGA30BR001 | PRODUCTION |  |  |  | A312 TP305
10PGA30BR002MR | DM Cooling Water supply To Lube Oil Coolers 1 | 10PGA30BR002 | PRODUCTION |  |  |  | A312 TP307
20PGA30BR002MR | DM Cooling Water supply To Lube Oil Coolers 1 | 20PGA30BR002 | PRODUCTION |  |  |  | A312 TP307
10PGA30BR003MR | DM Cooling Water supply To Lube Oil Coolers 2 | 10PGA30BR003 | PRODUCTION |  |  |  | A312 TP309
20PGA30BR003MR | DM Cooling Water supply To Lube Oil Coolers 2 | 20PGA30BR003 | PRODUCTION |  |  |  | A312 TP309
10PGA30BR004MR | DM Cooling Water Out From Lube Oil Coolers 1 | 10PGA30BR004 | PRODUCTION |  |  |  | A312 TP311
20PGA30BR004MR | DM Cooling Water Out From Lube Oil Coolers 1 | 20PGA30BR004 | PRODUCTION |  |  |  | A312 TP311
10PGA30BR005MR | DM Cooling Water Out From Lube Oil Coolers 2 | 10PGA30BR005 | PRODUCTION |  |  |  | A312 TP313
20PGA30BR005MR | DM Cooling Water Out From Lube Oil Coolers 2 | 20PGA30BR005 | PRODUCTION |  |  |  | A312 TP313
10PGA30BR006MR | Lube Oil Cooler Discharge To DM Water Pumps | 10PGA30BR006 | PRODUCTION |  |  |  | A312 TP315
20PGA30BR006MR | Lube Oil Cooler Discharge To DM Water Pumps | 20PGA30BR006 | PRODUCTION |  |  |  | A312 TP315
10PGA30BR111MR | Press. Meas., DM Cooling Water supply To Lube Oil Coolers | 10PGA30BR111 | PRODUCTION |  |  |  | A312 TP317
20PGA30BR111MR | Press. Meas., DM Cooling Water supply To Lube Oil Coolers | 20PGA30BR111 | PRODUCTION |  |  |  | A312 TP317
10PGA30BR112MR | Press. Meas., DM Cooling Water supply To Lube Oil Coolers | 10PGA30BR112 | PRODUCTION |  |  |  | A312 TP319
20PGA30BR112MR | Press. Meas., DM Cooling Water supply To Lube Oil Coolers | 20PGA30BR112 | PRODUCTION |  |  |  | A312 TP319
10PGA30BR401MR | Drain line, DM Water outlet from Plate Heat Ex. | 10PGA30BR401 | PRODUCTION |  |  |  | A312 TP321
20PGA30BR401MR | Drain line, DM Water outlet from Plate Heat Ex. | 20PGA30BR401 | PRODUCTION |  |  |  | A312 TP321
10PGA30BR501MR | Vent line, DM Water outlet from Plate Heat Ex. | 10PGA30BR501 | PRODUCTION |  |  |  | A312 TP323
20PGA30BR501MR | Vent line, DM Water outlet from Plate Heat Ex. | 20PGA30BR501 | PRODUCTION |  |  |  | A312 TP323
10PGA30CP002-U01 | Pressure Gauge | 10PGA30CP002 | PRODUCTION
20PGA30CP002QP | Pressure Gauge | 20PGA30CP002 | PRODUCTION
10PGA30CT002QB | Generator cooler water inlet header temperature | 10PGA30CT002 | PRODUCTION
10PGA30CT002-U01 | Generator cooler water inlet header temperature | 10PGA30CT002 | PRODUCTION
20PGA30CT002QB | Generator cooler water inlet header temperature | 20PGA30CT002 | PRODUCTION
20PGA30CT002-U01 | Generator cooler water inlet header temperature | 20PGA30CT002 | PRODUCTION
10PGA33BR010MR | Cooling Water supply to 2nd and 3rd pass ash screw conveyor | 10PGA33BR010 | PRODUCTION |  |  | DN 40 | SA312 TP304L
20PGA33BR010MR | Cooling Water supply to 2nd and 3rd pass ash screw conveyor | 20PGA33BR010 | PRODUCTION |  |  | DN 40 | SA312 TP304L
10PGA34BR010MR | Cooling Water supply to Bottom ash screws, Boiler 1 | 10PGA34BR010 | PRODUCTION |  |  | DN 80 | SA312 TP304L
20PGA34BR010MR | Cooling Water supply to Bottom ash screws, Boiler 2 | 20PGA34BR010 | PRODUCTION |  |  | DN 80 | SA312 TP304L
10PGA34BR012MR | Cooling Water to Bottom ash screw conveyor 2 | 10PGA34BR012 | PRODUCTION |  |  | DN 50 | SA312 TP304L
20PGA34BR012MR | Cooling Water to Bottom ash screw conveyor 2 | 20PGA34BR012 | PRODUCTION |  |  | DN 50 | SA312 TP304L
10PGA34BR014MR | Cooling Water to Bottom ash screw conveyor 2 | 10PGA34BR014 | PRODUCTION |  |  | DN 25 | SA312 TP304L
20PGA34BR014MR | Cooling Water to Bottom ash screw conveyor 2 | 20PGA34BR014 | PRODUCTION |  |  | DN 25 | SA312 TP304L
10PGA34BR016MR | Cooling Water to Bottom ash screw conveyor 2 | 10PGA34BR016 | PRODUCTION |  |  | DN 25 | SA312 TP304L
20PGA34BR016MR | Cooling Water to Bottom ash screw conveyor 2 | 20PGA34BR016 | PRODUCTION |  |  | DN 25 | SA312 TP304L
10PGA34BR018MR | Cooling Water to Bottom ash screw conveyor 2 | 10PGA34BR018 | PRODUCTION |  |  | DN 40 | SA312 TP304L
20PGA34BR018MR | Cooling Water to Bottom ash screw conveyor 2 | 20PGA34BR018 | PRODUCTION |  |  | DN 40 | SA312 TP304L
10PGA35AA101KA | Gate Valve | 10PGA35AA101 | PRODUCTION |  |  | SA216 Gr WCB
20PGA35AA101KA | Gate Valve | 20PGA35AA101 | PRODUCTION |  |  | SA216 Gr WCB
10PGA35BR010MR | Cooling Water to Bottom ash screw conveyor 1 | 10PGA35BR010 | PRODUCTION |  |  | DN 50 | SA312 TP304L
20PGA35BR010MR | Cooling Water to Bottom ash screw conveyor 1 | 20PGA35BR010 | PRODUCTION |  |  | DN 50 | SA312 TP304L
10PGA35BR014MR | Cooling Water to Bottom ash screw conveyor 1 | 10PGA35BR014 | PRODUCTION |  |  | DN 25 | SA312 TP304L
20PGA35BR014MR | Cooling Water to Bottom ash screw conveyor 1 | 20PGA35BR014 | PRODUCTION |  |  | DN 25 | SA312 TP304L
10PGA35BR016MR | Cooling Water to Bottom ash screw conveyor 1 | 10PGA35BR016 | PRODUCTION |  |  | DN 25 | SA312 TP304L
20PGA35BR016MR | Cooling Water to Bottom ash screw conveyor 1 | 20PGA35BR016 | PRODUCTION |  |  | DN 25 | SA312 TP304L
10PGA35BR018MR | Cooling Water to Bottom ash screw conveyor 1 | 10PGA35BR018 | PRODUCTION |  |  | DN 40 | SA312 TP304L
20PGA35BR018MR | Cooling Water to Bottom ash screw conveyor 1 | 20PGA35BR018 | PRODUCTION |  |  | DN 40 | SA312 TP304L
10PGA35BR101MR | Overflow Line, DMCW OHT | 10PGA35BR101 | PRODUCTION |  |  |  | A312 TP304
20PGA35BR101MR | Overflow Line, DMCW OHT | 20PGA35BR101 | PRODUCTION |  |  |  | A312 TP304
10PGA38AA103KA | Gate Valve | 10PGA38AA103 | PRODUCTION |  |  | SA216 Gr WCB | SA216 Gr WCB
20PGA38AA103KA | Gate Valve | 20PGA38AA103 | PRODUCTION |  |  | SA216 Gr WCB | SA216 Gr WCB
10PGA38AA120KA | Globe valve | 10PGA38AA120 | PRODUCTION |  |  | SA105 | SA105
20PGA38AA120KA | Globe valve | 20PGA38AA120 | PRODUCTION |  |  | SA105 | SA105
10PGA38AA121KA | Globe valve | 10PGA38AA121 | PRODUCTION |  |  | SA105 | SA105
20PGA38AA121KA | Globe valve | 20PGA38AA121 | PRODUCTION |  |  | SA105 | SA105
20PGA38AA122KA | Globe valve | 20PGA38AA122 | PRODUCTION |  |  | SICCA150GLC | SA216 Gr WCB
10PGA38AA123KA | Globe valve | 10PGA38AA123 | PRODUCTION |  |  | SA105 | SA105
20PGA38AA123KA | Globe valve | 20PGA38AA123 | PRODUCTION |  |  | SA105 | SA105
10PGA38BR010MR | 2nd and 3rd pass ash screw conveyor to Cooling Water return | 10PGA38BR010 | PRODUCTION |  |  | DN 40 | SA312 TP304L
20PGA38BR010MR | 2nd and 3rd pass ash screw conveyor to Cooling Water return | 20PGA38BR010 | PRODUCTION |  |  | DN 40 | SA312 TP304L
10PGA38BR020MR | 2nd and 3rd pass ash screw conveyor to Cooling Water return | 10PGA38BR020 | PRODUCTION |  |  |  | SA312 TP304L
20PGA38BR020MR | 2nd and 3rd d pass ash screw conveyor to Cooling Water return | 20PGA38BR020 | PRODUCTION |  |  |  | SA312 TP304L
10PGA38BR030MR | 2nd and 3rd pass ash screw conveyor to Cooling Water return | 10PGA38BR030 | PRODUCTION
20PGA38BR030MR | Closed Cooling Water system for conventional area | 20PGA38BR030 | PRODUCTION
10PGA38BR100MR | LP Dosing, DM Cooling water pump suction | 10PGA38BR100 | PRODUCTION |  |  |  | A312 TP304
20PGA38BR100MR | LP Dosing, DM Cooling Water pump suction | 20PGA38BR100 | PRODUCTION |  |  |  | A312 TP304
10PGA38BR101MR | DM Water OHT | 10PGA38BR101 | PRODUCTION |  |  |  | A312 TP304
20PGA38BR101MR | DM Water OHT | 20PGA38BR101 | PRODUCTION |  |  |  | A312 TP304
10PGA38BR102MR | Vent Line, DM Water OHT | 10PGA38BR102 | PRODUCTION |  |  |  | A312 TP304
20PGA38BR102MR | Vent Line, DM Water OHT | 20PGA38BR102 | PRODUCTION |  |  |  | A312 TP304
10PGA38BR103MR | Drain Line, DM Water OHT | 10PGA38BR103 | PRODUCTION |  |  |  | A312 TP304
20PGA38BR103MR | Drain Line, DM Water OHT | 20PGA38BR103 | PRODUCTION |  |  |  | A312 TP304
10PGA39AA101KA | Gate Valve | 10PGA39AA101 | PRODUCTION |  |  | SA216 Gr WCB | SA216 Gr WCB
20PGA39AA101KA | Gate Valve | 20PGA39AA101 | PRODUCTION |  |  | SA216 Gr WCB | SA216 Gr WCB
10PGA39AA102KA | Globe valve | 10PGA39AA102 | PRODUCTION
20PGA39AA102KA | Globe valve | 20PGA39AA102 | PRODUCTION
10PGA39AA103KA | Globe valve | 10PGA39AA103 | PRODUCTION |  |  | SA105 | SA105
20PGA39AA103KA | Globe valve | 20PGA39AA103 | PRODUCTION |  |  | SA105 | SA105
10PGA39AA104KA | Globe valve | 10PGA39AA104 | PRODUCTION |  |  | SA105 | SA105
20PGA39AA104KA | Globe valve | 20PGA39AA104 | PRODUCTION |  |  | SA105 | SA105
10PGA39AA105KA | Globe valve | 10PGA39AA105 | PRODUCTION |  |  | SA105 | SA105
20PGA39AA106KA | Non-Return Valve | 20PGA39AA106 | PRODUCTION |  |  | SICCA150SCC | SA216 Gr WCB
10PGA39AA107KA | Gate Valve | 10PGA39AA107 | PRODUCTION |  |  | SA216 Gr WCB | SA216 Gr WCB
20PGA39AA107KA | Gate Valve | 20PGA39AA107 | PRODUCTION |  |  | SA216 Gr WCB | SA216 Gr WCB
10PGA39AA108KA | Gate Valve | 10PGA39AA108 | PRODUCTION |  |  | SA216 Gr WCB | SA216 Gr WCB
20PGA39AA108KA | Gate Valve | 20PGA39AA108 | PRODUCTION |  |  | SA216 Gr WCB | SA216 Gr WCB
10PGA39AA109KA | Globe valve | 10PGA39AA109 | PRODUCTION |  |  | SA105 | SA105
20PGA39AA109KA | Globe valve | 20PGA39AA109 | PRODUCTION |  |  | SA105 | SA105
10PGA39AA110KA | Globe valve | 10PGA39AA110 | PRODUCTION |  |  | SA105 | SA105
20PGA39AA110KA | Globe valve | 20PGA39AA110 | PRODUCTION |  |  | SA105 | SA105
10PGA39AA111KA | Globe valve | 10PGA39AA111 | PRODUCTION |  |  | SA105 | SA105
20PGA39AA111KA | Globe valve | 20PGA39AA111 | PRODUCTION |  |  | SA105 | SA105
10PGA39AA112KA | Globe valve | 10PGA39AA112 | PRODUCTION |  |  | SA105 | SA105
20PGA39AA112KA | Globe valve | 20PGA39AA112 | PRODUCTION |  |  | SA105 | SA105
20PGA39AA113KA | Non-Return Valve | 20PGA39AA113 | PRODUCTION |  |  | SICCA150SCC | SA216 Gr WCB
10PGA39AA114KA | Gate Valve | 10PGA39AA114 | PRODUCTION |  |  | SA216 Gr WCB | SA216 Gr WCB
20PGA39AA114KA | Gate Valve | 20PGA39AA114 | PRODUCTION |  |  | SA216 Gr WCB | SA216 Gr WCB
10PGA39AA115KA | Globe valve | 10PGA39AA115 | PRODUCTION |  |  | SA105 | SA105
20PGA39AA115KA | Globe valve | 20PGA39AA115 | PRODUCTION |  |  | SA105 | SA105
10PGA39AA116KA | Globe valve | 10PGA39AA116 | PRODUCTION |  |  | SA105 | SA105
20PGA39AA116KA | Globe valve | 20PGA39AA116 | PRODUCTION |  |  | SA105 | SA105
10PGA39AA119KA | Globe valve | 10PGA39AA119 | PRODUCTION |  |  | SA105 | SA105
20PGA39AA119KA | Globe valve | 20PGA39AA119 | PRODUCTION |  |  | SA105 | SA105
10PGA39AA501KA | Gate valve | 10PGA39AA501 | PRODUCTION
20PGA39AA501KA | Gate valve | 20PGA39AA501 | PRODUCTION
10PGA39BR101MR | Suction Line Of DM Cooling Water Pump 1 | 10PGA39BR101 | PRODUCTION |  |  |  | A312 TP304
20PGA39BR101MR | Suction Line Of DM Cooling Water Pump 1 | 20PGA39BR101 | PRODUCTION |  |  |  | A312 TP304
10PGA39BR102MR | Discharge Line Of DM Cooling Water Pump 1 | 10PGA39BR102 | PRODUCTION |  |  |  | A312 TP304
20PGA39BR102MR | Discharge Line Of DM Cooling Water Pump 1 | 20PGA39BR102 | PRODUCTION |  |  |  | A312 TP304
10PGA39BR103MR | Suction Line Of DM Cooling Water Pump 2 | 10PGA39BR103 | PRODUCTION |  |  |  | A312 TP304
20PGA39BR103MR | Suction Line Of DM Cooling Water Pump 2 | 20PGA39BR103 | PRODUCTION |  |  |  | A312 TP304
10PGA39BR104MR | Discharge Line Of DM Cooling Water Pump 2 | 10PGA39BR104 | PRODUCTION |  |  |  | A312 TP304
20PGA39BR104MR | Discharge Line Of DM Cooling Water Pump 2 | 20PGA39BR104 | PRODUCTION |  |  |  | A312 TP304
10PGA39BR105MR | DM Water Pump Discharge to Plate Heat Exchanger | 10PGA39BR105 | PRODUCTION |  |  |  | A312 TP304
20PGA39BR105MR | DM Water Pump Discharge to Plate Heat Exchanger | 20PGA39BR105 | PRODUCTION |  |  |  | A312 TP304
10PGA39BR111MR | Press. Meas., Suction Line Of DM Cooling Water Pump 1 | 10PGA39BR111 | PRODUCTION |  |  |  | A312 TP304
20PGA39BR111MR | Press. Meas., Suction Line Of DM Cooling Water Pump 1 | 20PGA39BR111 | PRODUCTION |  |  |  | A312 TP304
10PGA39BR112MR | Press. Meas., Suction Line Of DM Cooling Water Pump 1 | 10PGA39BR112 | PRODUCTION |  |  |  | A312 TP304
20PGA39BR112MR | Press. Meas., Suction Line Of DM Cooling Water Pump 1 | 20PGA39BR112 | PRODUCTION |  |  |  | A312 TP304
10PGA39BR113MR | Press. Meas., Suction Line Of DM Cooling Water Pump 1 | 10PGA39BR113 | PRODUCTION |  |  |  | A312 TP304
20PGA39BR113MR | Press. Meas., Suction Line Of DM Cooling Water Pump 1 | 20PGA39BR113 | PRODUCTION |  |  |  | A312 TP304
10PGA39BR114MR | Press. Meas., Discharge Line Of DM Cooling Water Pump 1 | 10PGA39BR114 | PRODUCTION |  |  |  | A312 TP304
20PGA39BR114MR | Press. Meas., Discharge Line Of DM Cooling Water Pump 1 | 20PGA39BR114 | PRODUCTION |  |  |  | A312 TP304
10PGA39BR115MR | Press. Meas., Suction Line Of DM Cooling Water Pump 2 | 10PGA39BR115 | PRODUCTION |  |  |  | A312 TP304
20PGA39BR115MR | Press. Meas., Suction Line Of DM Cooling Water Pump 2 | 20PGA39BR115 | PRODUCTION |  |  |  | A312 TP304
10PGA39BR116MR | Press. Meas., Suction Line Of DM Cooling Water Pump 2 | 10PGA39BR116 | PRODUCTION |  |  |  | A312 TP304
20PGA39BR116MR | Press. Meas., Suction Line Of DM Cooling Water Pump 2 | 20PGA39BR116 | PRODUCTION |  |  |  | A312 TP304
10PGA39BR117MR | Press. Meas., Suction Line Of DM Cooling Water Pump 2 | 10PGA39BR117 | PRODUCTION |  |  |  | A312 TP304
20PGA39BR117MR | Press. Meas., Suction Line Of DM Cooling Water Pump 2 | 20PGA39BR117 | PRODUCTION |  |  |  | A312 TP304
10PGA39BR118MR | Press. Meas., Discharge Line Of DM Cooling Water Pump 1 | 10PGA39BR118 | PRODUCTION |  |  |  | A312 TP304
20PGA39BR118MR | Press. Meas., Discharge Line Of DM Cooling Water Pump 1 | 20PGA39BR118 | PRODUCTION |  |  |  | A312 TP304
10PGA39BR119MR | Sampling, DM Water Pump Discharge to Plate Heat Ex. | 10PGA39BR119 | PRODUCTION |  |  |  | A312 TP304
20PGA39BR119MR | Sampling, DM Water Pump Discharge to Plate Heat Ex. | 20PGA39BR119 | PRODUCTION |  |  |  | A312 TP304
10PGA39BR120MR | Press. Meas., DM Water Pump Discharge to Plate Heat Ex. | 10PGA39BR120 | PRODUCTION |  |  |  | A312 TP304
20PGA39BR120MR | Press. Meas., DM Water Pump Discharge to Plate Heat Ex. | 20PGA39BR120 | PRODUCTION |  |  |  | A312 TP304
10PGA39BR501MR | Vent line, DM Water Pump Discharge to Plate Heat Ex. | 10PGA39BR501 | PRODUCTION |  |  |  | A312 TP304
20PGA39BR501MR | Vent line, DM Water Pump Discharge to Plate Heat Ex. | 20PGA39BR501 | PRODUCTION |  |  |  | A312 TP304
20PGA39CP206QP | Pressure Gauge | 20PGA39CP206 | PRODUCTION
20PGA39CP207QP | Pressure Gauge | 20PGA39CP207 | PRODUCTION
10PGA39CP501QP | Pressure Gauge | 10PGA39CP501 | PRODUCTION
20PGA39CP501QP | Pressure Gauge | 20PGA39CP501 | PRODUCTION
10PGA39CP502QP | Pressure Gauge | 10PGA39CP502 | PRODUCTION
20PGA39CP502QP | Pressure Gauge | 20PGA39CP502 | PRODUCTION
10PGA39CP503QP | Pressure Gauge | 10PGA39CP503 | PRODUCTION
20PGA39CP503QP | Pressure Gauge | 20PGA39CP503 | PRODUCTION
10PGA39CP504QP | Pressure Gauge | 10PGA39CP504 | PRODUCTION
20PGA39CP504QP | Pressure Gauge | 20PGA39CP504 | PRODUCTION
10PGA39CT002QB | AUX. cooling water inlet header temperature | 10PGA39CT002 | PRODUCTION
10PGA39CT002-U01 | AUX. cooling water inlet header temperature | 10PGA39CT002 | PRODUCTION
20PGA39CT002QB | AUX. cooling water inlet header temperature | 20PGA39CT002 | PRODUCTION
20PGA39CT002-U01 | AUX. cooling water inlet header temperature | 20PGA39CT002 | PRODUCTION
10PGA40AA101KA | Butterfly Valve | 10PGA40AA101 | PRODUCTION |  |  | SA216 Gr WCB | SA216 Gr WCB
20PGA40AA101KA | Butterfly Valve | 20PGA40AA101 | PRODUCTION |  |  | SA216 Gr WCB | SA216 Gr WCB
10PGA40AA102KA | Butterfly Valve | 10PGA40AA102 | PRODUCTION |  |  | SA216 Gr WCB | SA216 Gr WCB
20PGA40AA102KA | Butterfly Valve | 20PGA40AA102 | PRODUCTION |  |  | SA216 Gr WCB | SA216 Gr WCB
10PGA40AA103KA | Butterfly Valve | 10PGA40AA103 | PRODUCTION |  |  | SA216 Gr WCB | SA216 Gr WCB
20PGA40AA103KA | Butterfly Valve | 20PGA40AA103 | PRODUCTION |  |  | SA216 Gr WCB | SA216 Gr WCB
10PGA40AA104KA | Butterfly Valve | 10PGA40AA104 | PRODUCTION |  |  | SA216 Gr WCB | SA216 Gr WCB
20PGA40AA104KA | Butterfly Valve | 20PGA40AA104 | PRODUCTION |  |  | SA216 Gr WCB | SA216 Gr WCB
10PGA40AA105KA | Globe valve | 10PGA40AA105 | PRODUCTION |  |  | SA105 | SA105
20PGA40AA105KA | Globe valve | 20PGA40AA105 | PRODUCTION |  |  | SA105 | SA105
10PGA40AA106KA | Gate Valve | 10PGA40AA106 | PRODUCTION |  |  | SA105 | SA105
20PGA40AA106KA | Gate Valve | 20PGA40AA106 | PRODUCTION |  |  | SA105 | SA105
10PGA40AA107KA | Gate Valve | 10PGA40AA107 | PRODUCTION |  |  | SA105 | SA105
20PGA40AA107KA | Gate Valve | 20PGA40AA107 | PRODUCTION |  |  | SA105 | SA105
10PGA40AA108KA | Gate Valve | 10PGA40AA108 | PRODUCTION |  |  | SA105 | SA105
20PGA40AA108KA | Gate Valve | 20PGA40AA108 | PRODUCTION |  |  | SA105 | SA105
10PGA40AA109KA | Gate Valve | 10PGA40AA109 | PRODUCTION |  |  | SA105 | SA105
20PGA40AA109KA | Gate Valve | 20PGA40AA109 | PRODUCTION |  |  | SA105 | SA105
10PGA40BR101MR | DM hot water inlet to Heat Exchanger 1 | 10PGA40BR101 | PRODUCTION |  |  |  | A312 TP304
20PGA40BR101MR | DM hot water inlet to Heat Exchanger 1 | 20PGA40BR101 | PRODUCTION |  |  |  | A312 TP304
10PGA40BR102MR | DM hot water inlet to Heat Exchanger 2 | 10PGA40BR102 | PRODUCTION |  |  |  | A312 TP304
20PGA40BR102MR | DM hot water inlet to Heat Exchanger 2 | 20PGA40BR102 | PRODUCTION |  |  |  | A312 TP304
10PGA40BR103MR | DM cold water outlet, Heat Exchanger 1 | 10PGA40BR103 | PRODUCTION |  |  |  | A312 TP304
20PGA40BR103MR | DM cold water outlet, Heat Exchanger 1 | 20PGA40BR103 | PRODUCTION |  |  |  | A312 TP304
10PGA40BR104MR | DM cold water outlet, Heat Exchanger 2 | 10PGA40BR104 | PRODUCTION |  |  |  | A312 TP304
20PGA40BR104MR | DM cold water outlet, Heat Exchanger 2 | 20PGA40BR104 | PRODUCTION |  |  |  | A312 TP304
10PGA40BR105MR | DM hot water inlet, pressure equalising line | 10PGA40BR105 | PRODUCTION |  |  |  | A312 TP304
20PGA40BR105MR | DM hot water inlet, pressure equalising line | 20PGA40BR105 | PRODUCTION |  |  |  | A312 TP304
10PGA40BR401MR | Drain line, DM water from Plate Heat Ex. To Lube Oil Coolers | 10PGA40BR401 | PRODUCTION |  |  |  | A312 TP304
20PGA40BR401MR | Drain line, DM Water from Plate Heat Ex. To Lube Oil Coolers | 20PGA40BR401 | PRODUCTION |  |  |  | A312 TP304
10PGA40BR402MR | Drain line, DM water from Plate Heat Ex. To Lube Oil Coolers | 10PGA40BR402 | PRODUCTION |  |  |  | A312 TP304
20PGA40BR402MR | Drain line, DM Water from Plate Heat Ex. To Lube Oil Coolers | 20PGA40BR402 | PRODUCTION |  |  |  | A312 TP304
10PGA40BR503MR | Vent line, DM hot water to Plate Heat Ex. | 10PGA40BR503 | PRODUCTION |  |  |  | A312 TP304
20PGA40BR503MR | Vent line, DM hot water to Plate Heat Ex. | 20PGA40BR503 | PRODUCTION |  |  |  | A312 TP304
10PGA40BR504MR | Vent line, DM hot water to Plate Heat Ex. | 10PGA40BR504 | PRODUCTION |  |  |  | A312 TP304
20PGA40BR504MR | Vent line, DM hot water to Plate Heat Ex. | 20PGA40BR504 | PRODUCTION |  |  |  | A312 TP304
10PGA40CP501QP | Pressure Gauge | 10PGA40CP501 | PRODUCTION
20PGA40CP501QP | Pressure Gauge | 20PGA40CP501 | PRODUCTION
10PGA40CP502QP | Pressure Gauge | 10PGA40CP502 | PRODUCTION
20PGA40CP502QP | Pressure Gauge | 20PGA40CP502 | PRODUCTION
10PGA40CT001QB | RTD with DIN rail type Temp Transmitter | 10PGA40CT001 | PRODUCTION
10PGA40CT001-U01 | Temperature transmitter | 10PGA40CT001 | PRODUCTION
20PGA40CT001QB | RTD with DIN rail type Temp Transmitter | 20PGA40CT001 | PRODUCTION
20PGA40CT001-U01 | RTD with DIN rail type Temp Transmitter | 20PGA40CT001 | PRODUCTION
10PGA40CT501QP | Temperature gauge | 10PGA40CT501 | PRODUCTION
20PGA40CT501QP | Temperature gauge | 20PGA40CT501 | PRODUCTION
10PGA40CT502QP | Temperature gauge | 10PGA40CT502 | PRODUCTION
20PGA40CT502QP | Temperature gauge | 20PGA40CT502 | PRODUCTION
00PGA41BR010MR | Cooling Water from sampling stations (SP) to Cooling Water boilers Cooling Water system (Andritz) | 00PGA41BR010 | PRODUCTION |  |  | DN 40 | SA312 TP304L
10PGA50AA101KA | Globe valve | 10PGA50AA101 | PRODUCTION
20PGA50AA101KA | Globe valve | 20PGA50AA101 | PRODUCTION
10PGA50AA102KA | Gate Valve | 10PGA50AA102 | PRODUCTION |  |  | SA105 | SA105
20PGA50AA102KA | Gate Valve | 20PGA50AA102 | PRODUCTION |  |  | SA105 | SA105
00PGA50BR010MR | Cooling Water from boilers cooling system (Andritz) to Cooling Water to auxiliary water system (SP) | 00PGA50BR010 | PRODUCTION |  |  | DN 150 | SA312 TP304L
10PGA50BR101MR | Aux. Cooling Water Supply Header Unit-1 | 10PGA50BR101 | PRODUCTION |  |  |  | A106 GrB
20PGA50BR101MR | AUX. Cooling Water Supply Header Unit-1 | 20PGA50BR101 | PRODUCTION |  |  |  | A106 GrB
10PGA50BR111MR | Press. Meas., Aux. Cooling Water Supply Header Unit 1 | 10PGA50BR111 | PRODUCTION |  |  |  | A106 GrB
20PGA50BR111MR | Press. Meas., AUX. Cooling Water Supply Header Unit 1 | 20PGA50BR111 | PRODUCTION |  |  |  | A106 GrB
10PGA50BR501MR | Vent, AUX. Cooling Water Inlet Header Unit-2 | 10PGA50BR501 | PRODUCTION |  |  |  | A106 GrB
20PGA50BR501MR | Vent, Aux. Cooling Water Inlet Header Unit-2 | 20PGA50BR501 | PRODUCTION |  |  |  | A106 GrB
10PGA50CP501QP | Pressure Gauge | 10PGA50CP501 | PRODUCTION |  |  |  | A106 GrB
20PGA50CP501QP | Pressure Gauge | 20PGA50CP501 | PRODUCTION |  |  |  | A106 GrB
10PGA50CP502QP | Pressure Gauge | 10PGA50CP502 | PRODUCTION
20PGA50CP502QP | Pressure Gauge | 20PGA50CP502 | PRODUCTION
10PGA50CT001QB | RTD with DIN rail type Temp Transmitter | 10PGA50CT001 | PRODUCTION
10PGA50CT001-U01 | Temperature transmitter | 10PGA50CT001 | PRODUCTION
20PGA50CT001QB | RTD with DIN rail type Temp Transmitter | 20PGA50CT001 | PRODUCTION
20PGA50CT001-U01 | RTD with DIN rail type Temp Transmitter | 20PGA50CT001 | PRODUCTION
10PGA50CT501QP | Temperature gauge | 10PGA50CT501 | PRODUCTION
20PGA50CT501QP | Temperature gauge | 20PGA50CT501 | PRODUCTION
10PGA50CT502QP | Temperature gauge | 10PGA50CT502 | PRODUCTION
20PGA50CT502QP | Temperature gauge | 20PGA50CT502 | PRODUCTION
10PGA60AA001KA | Globe valve | 10PGA60AA001 | PRODUCTION |  |  | SA105 | SA105
20PGA60AA001KA | Globe valve | 20PGA60AA001 | PRODUCTION |  |  | SA105 | SA105
10PGA60AA401KA | Gate valve | 10PGA60AA401 | PRODUCTION
20PGA60AA401KA | Gate valve | 20PGA60AA401 | PRODUCTION
10PGA60BR001MR | Lube Oil Cooler Discharge To DM Water Pumps | 10PGA60BR001 | PRODUCTION |  |  |  | A312 TP304
20PGA60BR001MR | Lube Oil Cooler Discharge To DM Water Pumps | 20PGA60BR001 | PRODUCTION |  |  |  | A312 TP304
10PGA60BR111MR | Press. Meas., Lube Oil Cooler Discharge To DM Water Pumps | 10PGA60BR111 | PRODUCTION |  |  |  | A312 TP304
20PGA60BR111MR | Press. Meas., Lube Oil Cooler Discharge To DM Water Pumps | 20PGA60BR111 | PRODUCTION |  |  |  | A312 TP304
10PGA60BR401MR | Drain line, Lube Oil Cooler Discharge To DM Water Pumps | 10PGA60BR401 | PRODUCTION |  |  |  | A312 TP304
20PGA60BR401MR | Drain line, Lube Oil Cooler Discharge To DM Water Pumps | 20PGA60BR401 | PRODUCTION |  |  |  | A312 TP304
10PGA61BR010MR | Closed Cooling Water system for conventional area | 10PGA61BR010 | PRODUCTION
20PGA61BR010MR | Closed Cooling Water system for conventional area | 20PGA61BR010 | PRODUCTION
10PGA61BR012MR | Bottom ash screw conveyor 2 to Cooling Water return | 10PGA61BR012 | PRODUCTION |  |  | DN 50 | SA312 TP304L
20PGA61BR012MR | Bottom ash screw conveyor 2 to Cooling Water return | 20PGA61BR012 | PRODUCTION |  |  | DN 50 | SA312 TP304L
10PGA61BR014MR | Bottom ash screw conveyor 2 to Cooling Water return | 10PGA61BR014 | PRODUCTION |  |  | DN 25 | SA312 TP304L
10QCA10AM001-M01 | Phosphate tank mixer - Motor | 10QCA10AM001 | PRODUCTION
20PGA61BR014MR | Bottom ash screw conveyor 2 to Cooling Water return | 20PGA61BR014 | PRODUCTION |  |  | DN 25 | SA312 TP304L
10PGA61BR016MR | Bottom ash screw conveyor 2 to Cooling Water return | 10PGA61BR016 | PRODUCTION |  |  | DN 25 | SA312 TP304L
20PGA61BR016MR | Bottom ash screw conveyor 2 to Cooling Water return | 20PGA61BR016 | PRODUCTION |  |  | DN 25 | SA312 TP304L
10PGA62BR010MR | Bottom ash screw conveyor 1 to Cooling Water return | 10PGA62BR010 | PRODUCTION |  |  | DN 40 | SA312 TP304L
20PGA62BR010MR | Bottom ash screw conveyor 1 to Cooling Water return | 20PGA62BR010 | PRODUCTION |  |  | DN 40 | SA312 TP304L
10PGA62BR012MR | Bottom ash screw conveyor 1 to Cooling Water return | 10PGA62BR012 | PRODUCTION |  |  | DN 50 | SA312 TP304L
20PGA62BR012MR | Bottom ash screw conveyor 1 to Cooling Water return | 20PGA62BR012 | PRODUCTION |  |  | DN 50 | SA312 TP304L
10PGA62BR014MR | Bottom ash screw conveyor 1 to Cooling Water return | 10PGA62BR014 | PRODUCTION |  |  | DN 25 | SA312 TP304L
20PGA62BR014MR | Bottom ash screw conveyor 1 to Cooling Water return | 20PGA62BR014 | PRODUCTION |  |  | DN 25 | SA312 TP304L
10PGA62BR016MR | Bottom ash screw conveyor 1 to Cooling Water return | 10PGA62BR016 | PRODUCTION |  |  | DN 25 | SA312 TP304L
20PGA62BR016MR | Bottom ash screw conveyor 1 to Cooling Water return | 20PGA62BR016 | PRODUCTION |  |  | DN 25 | SA312 TP304L
10PGA64BR010MR | Bottom ash screws to Cooling Water supply | 10PGA64BR010 | PRODUCTION |  |  | DN 80 | SA312 TP304L
20PGA64BR010MR | Bottom ash screws to Cooling Water supply | 20PGA64BR010 | PRODUCTION |  |  | DN 80 | SA312 TP304L
10PGA70AA101KA | Gate Valve | 10PGA70AA101 | PRODUCTION |  |  | SA105 | SA105
20PGA70AA101KA | Gate Valve | 20PGA70AA101 | PRODUCTION |  |  | SA105 | SA105
10PGA70BR101MR | Aux. Cooling Water Return Header Unit 1 | 10PGA70BR101 | PRODUCTION |  |  |  | A106 GrB
20PGA70BR101MR | AUX. Cooling Water Return Header Unit 1 | 20PGA70BR101 | PRODUCTION |  |  |  | A106 GrB
10PGA70BR501MR | Vent, AUX. Cooling Water Outlet Header Unit-2 | 10PGA70BR501 | PRODUCTION |  |  |  | A106 GrB
20PGA70BR501MR | Vent, Aux. Cooling Water Outlet Header Unit-2 | 20PGA70BR501 | PRODUCTION |  |  |  | A106 GrB
20PGB11CF501QP | Flow gauge | 20PGB11CF501 | PRODUCTION |  |  | SFI-F-F-1-T-W-N-50NB 150 #
10PGB12AA002KA | Ball valve | 10PGB12AA002 | PRODUCTION
20PGB12AA002KA | Ball valve | 20PGB12AA002 | PRODUCTION
20PGB12CF501QP | Flow gauge | 20PGB12CF501 | PRODUCTION |  |  | SFI-F-F-1-T-W-N-50NB 150 #
10PGB13AA002KA | Ball valve | 10PGB13AA002 | PRODUCTION
20PGB13AA002KA | Ball valve | 20PGB13AA002 | PRODUCTION
20PGB13CF501QP | Flow gauge | 20PGB13CF501 | PRODUCTION |  |  | SFI-F-F-1-T-W-N-50NB 150 #
10PGB38BR001MR | Cooling water supply hdr | 10PGB38BR001 | PRODUCTION
20PGB38BR001MR | cooling water supply hdr | 20PGB38BR001 | PRODUCTION
10PGB38BR002MR | Cooling water return hdr | 10PGB38BR002 | PRODUCTION
20PGB38BR002MR | cooling water return hdr | 20PGB38BR002 | PRODUCTION
10QCA10AM001KM | Phosphate tank mixer | 10QCA10AM001 | PRODUCTION |  |  | N/A | AISI316Ti/PVDF
10QCA10BR012MR | Phosphate tank overflow | 10QCA10BR012 | PRODUCTION |  |  |  | 914569
20QCA10BR012MR | Phosphate tank overflow | 20QCA10BR012 | PRODUCTION |  |  |  | 914569
10QCA10BR014MR | Phosphate tank bottom drain | 10QCA10BR014 | PRODUCTION |  |  |  | 914569
20QCA10BR014MR | Phosphate tank bottom drain | 20QCA10BR014 | PRODUCTION |  |  |  | 914569
10QCA10BR015MR | Phosphate tank level | 10QCA10BR015 | PRODUCTION |  |  |  | 914569
20QCA10BR015MR | Phosphate tank level | 20QCA10BR015 | PRODUCTION |  |  |  | 914569
10QCA10BR016MR | Dosing Line, Deaerator Drain to BFP Suction Line | 10QCA10BR016 | PRODUCTION |  |  |  | SA312 TP316L
20QCA10BR016MR | Phosphate tank to Phosphate tank | 20QCA10BR016 | PRODUCTION |  |  |  | SA312 TP316L
10QCA10CL501QP | Level Gauge | 10QCA10CL501 | PRODUCTION
20QCA10CL501QP | Level Gauge | 20QCA10CL501 | PRODUCTION
10QCA10CL502QP | Level Gauge | 10QCA10CL502 | PRODUCTION
20QCA10CL502QP | Level Gauge | 20QCA10CL502 | PRODUCTION
10QCA11BR010MR | Phosphate from tank (SP) to Phosphate pump 1 | 10QCA11BR010 | PRODUCTION |  |  | DN 15 | SA312 TP316L
20QCA11BR010MR | Phosphate from tank (SP) to Phosphate pump 1 | 20QCA11BR010 | PRODUCTION |  |  | DN 15 | SA312 TP316L
10QCA11CS001-U01 | Phosphate Speed sensor | 10QCA11CS001 | PRODUCTION
20QCA11CS001-U01 | Phosphate Speed sensor | 20QCA11CS001 | PRODUCTION
10QCA12BR010MR | Phosphate tank to Phosphate pump 2 | 10QCA12BR010 | PRODUCTION |  |  | DN 15 | SA312 TP316L
20QCA12BR010MR | Phosphate tank to Phosphate pump 2 | 20QCA12BR010 | PRODUCTION |  |  | DN 15 | SA312 TP316L
10QCA12CS001-U01 | Phosphate Speed sensor | 10QCA12CS001 | PRODUCTION
20QCA12CS001-U01 | Phosphate Speed sensor | 20QCA12CS001 | PRODUCTION
10QCA13AA802KA | Globe valve | 10QCA13AA802 | PRODUCTION
20QCA13AA802KA | Globe valve | 20QCA13AA802 | PRODUCTION
10QCA13BR010MR | Phosphate from pump 1 | 10QCA13BR010 | PRODUCTION |  |  | DN 15 | SA213TP316
20QCA13BR010MR | Phosphate from pump 1 | 20QCA13BR010 | PRODUCTION |  |  | DN 15 | SA213TP316
10QCA13BR011MR | Phosphate from pump 1 | 10QCA13BR011 | PRODUCTION |  |  | DN 15 | SA213TP316
20QCA13BR011MR | Phosphate from pump 1 | 20QCA13BR011 | PRODUCTION |  |  | DN 15 | SA213TP316
10QCA14AA802KA | Globe valve | 10QCA14AA802 | PRODUCTION
20QCA14AA802KA | Globe valve | 20QCA14AA802 | PRODUCTION
10QCA14BR010MR | Phosphate from pump 2 | 10QCA14BR010 | PRODUCTION |  |  | DN 15 | SA312 TP316L
20QCA14BR010MR | Phosphate from pump 2 | 20QCA14BR010 | PRODUCTION |  |  | DN 15 | SA312 TP316L
10QCA14BR011MR | Phosphate from pump 2 | 10QCA14BR011 | PRODUCTION |  |  | DN 15 | SA312 TP316L
20QCA14BR011MR | Phosphate from pump 2 | 20QCA14BR011 | PRODUCTION |  |  | DN 15 | SA312 TP316L
10QCA15BR010MR | Phosphate pump 1 SV discharge | 10QCA15BR010 | PRODUCTION |  |  | DN 8 | SA312 TP316L
20QCA15BR010MR | Phosphate pump 1 SV discharge | 20QCA15BR010 | PRODUCTION |  |  | DN 8 | SA312 TP316L
10QCA16BR010MR | Phopshate pump 2 SV discharge | 10QCA16BR010 | PRODUCTION |  |  | DN 8 | SA312 TP316L
20QCA16BR010MR | Phopshate pump 2 SV discharge | 20QCA16BR010 | PRODUCTION |  |  | DN 8 | SA312 TP316L
10QCA17BR010MR | Chemical dosing to Feed water pipe | 10QCA17BR010 | PRODUCTION |  |  | DN 25 | SA312TP316
20QCA17BR010MR | Chemical dosing to Feed water pipe | 20QCA17BR010 | PRODUCTION |  |  | DN 25 | SA312TP316
10QCA26AM101KM | Agitator motor for hydrazine dosing-1 | 10QCA26AM101 | PRODUCTION
10QCA26AM101-M01 | Agitator motor for hydrazine dosing-1 | 10QCA26AM101 | PRODUCTION
20QCA26AM101KM | Agitator motor for hydrazine dosing-1 | 20QCA26AM101 | PRODUCTION
20QCA26AM101-M01 | Agitator motor for hydrazine dosing-1 | 20QCA26AM101 | PRODUCTION
10QCA27AM101KM | Agitator motor for hydrazine dosing-2 | 10QCA27AM101 | PRODUCTION
10QCA27AM101-M01 | Agitator motor for hydrazine dosing-2 | 10QCA27AM101 | PRODUCTION
20QCA27AM101KM | Agitator motor for hydrazine dosing-2 | 20QCA27AM101 | PRODUCTION
20QCA27AM101-M01 | Agitator motor for hydrazine dosing-2 | 20QCA27AM101 | PRODUCTION
10QCA28AM101KM | Hydrazine dosing motor-1 | 10QCA28AM101 | PRODUCTION
10QCA28AM101-M01 | Hydrazine dosing motor-1 | 10QCA28AM101 | PRODUCTION
20QCA28AM101KM | Hydrazine dosing motor-2 | 20QCA28AM101 | PRODUCTION
20QCA28AM101-M01 | Hydrazine dosing motor-2 | 20QCA28AM101 | PRODUCTION
10QCA29AM101KM | Hydrazine dosing motor-2 | 10QCA29AM101 | PRODUCTION
10QCA29AM101-M01 | Hydrazine dosing motor-2 | 10QCA29AM101 | PRODUCTION
20QCA29AM101KM | Hydrazine dosing pump 2 | 20QCA29AM101 | PRODUCTION
20QCA29AM101-M01 | Hydrazine dosing motor-3 | 20QCA29AM101 | PRODUCTION
10PGA39CP207QP | Pressure Gauge | 10PGA39CP207 | PRODUCTION
20LBH15CP004-U01 | Deaerator initial heating line pressure | 20LBH15CP004 | PRODUCTION
20PGA39CP206-F01 | Differential Pressure switch | 20PGA39CP206 | PRODUCTION
20PGA39CP207-F01 | Differential Pressure switch | 20PGA39CP207 | PRODUCTION
20QCD26BB001KD | Ammonia dosing tank-1 | 20QCD26BB001 | PRODUCTION
20PGA20CT001-U01 | Temperature transmitter | 20PGA20CT001 | PRODUCTION
20PGA30CP002-U01 | Pressure Gauge | 20PGA30CP002 | PRODUCTION
20QFA11AT001-E01 | Air Dryer-A | 20QFA11AT001 | PRODUCTION
20QFA12AT001-E01 | Air Dryer-B | 20QFA12AT001 | PRODUCTION
20QCC10AA001KA | Ball valve | 20QCC10AA001 | PRODUCTION |  |  | 25NB 800SWN | CF8
20QCC10AA002KA | Ball valve | 20QCC10AA002 | PRODUCTION |  |  | 25NB 800SWN | CF8
20QCC10AA003KA | Ball valve | 20QCC10AA003 | PRODUCTION |  |  | 25NB 800SWN | CF8
20QCC10AA004KA | Ball valve | 20QCC10AA004 | PRODUCTION |  |  | 25NB 800SWN | CF8
20QCC10AA005KA | Ball valve | 20QCC10AA005 | PRODUCTION |  |  | 25NB 800SWN | CF8
20QCC10AA006KA | Ball valve | 20QCC10AA006 | PRODUCTION |  |  | 25NB 800SWN | CF8
20QCC10AA007KA | Ball valve | 20QCC10AA007 | PRODUCTION |  |  | 25NB 800SWN | CF8
20QCC10AA008KA | Ball valve | 20QCC10AA008 | PRODUCTION |  |  | 25NB 800SWN | CF8
20QCC10AA009KA | Ball valve | 20QCC10AA009 | PRODUCTION |  |  | 25NB 800SWN | CF8
20QCC10AA010KA | Ball valve | 20QCC10AA010 | PRODUCTION |  |  | 25NB 800SWN | CF8
20QCC10AA011KA | Ball valve | 20QCC10AA011 | PRODUCTION |  |  | 25NB 800SWN | CF8
20QCC10AA012KA | Ball valve | 20QCC10AA012 | PRODUCTION |  |  | 25NB 800SWN | CF8
20QCC10AA013KA | Ball valve | 20QCC10AA013 | PRODUCTION |  |  | 25NB 800SWN | CF8
20QCC10AA014KA | Ball valve | 20QCC10AA014 | PRODUCTION |  |  | 25NB 800SWN | CF8
20QCC10AA015KA | Ball valve | 20QCC10AA015 | PRODUCTION |  |  | 25NB 800SWN | CF8
20QCC10AA016KA | Ball valve | 20QCC10AA016 | PRODUCTION |  |  | 25NB 800SWN | CF8
20QCC10AA017KA | Ball valve | 20QCC10AA017 | PRODUCTION |  |  | 25NB 800SWN | CF8
20QCC10AA018KA | Ball valve | 20QCC10AA018 | PRODUCTION |  |  | 25NB 800SWN | CF8
20QCC10AA019KA | Ball valve | 20QCC10AA019 | PRODUCTION |  |  | 25NB 800SWN | CF8
20QCC10AA020KA | Ball valve | 20QCC10AA020 | PRODUCTION |  |  | 800SWN 25NB | CF8
20QCC10AA021KA | Ball valve | 20QCC10AA021 | PRODUCTION |  |  | 800SWN 25NB | CF8
20QCC10AA022KA | Ball valve | 20QCC10AA022 | PRODUCTION |  |  | 800SWN 25NB | CF8
20QCC10AA023KA | Ball valve | 20QCC10AA023 | PRODUCTION |  |  | 800SWN 25NB | CF8
20QCC10AA024KA | Ball valve | 20QCC10AA024 | PRODUCTION |  |  | 800SWN 25NB | CF8
20QCC10AA025KA | Ball valve | 20QCC10AA025 | PRODUCTION |  |  | 800SWN 25NB | CF8
20QCC10AA026KA | Ball valve | 20QCC10AA026 | PRODUCTION |  |  | 800SWN 25NB | CF8
20QCC10AA027KA | Ball valve | 20QCC10AA027 | PRODUCTION |  |  | 800SWN 25NB | CF8
20QCC10AA028KA | Hydrazine dosing, non return valve | 20QCC10AA028 | PRODUCTION |  |  | 800SWN 15NB | CF8
20QCC10AA029KA | Hydrazine dosing, non return valve | 20QCC10AA029 | PRODUCTION |  |  | 800SWN 15NB | CF8
20QCC10AA030KA | Hydrazine dosing, non return valve | 20QCC10AA030 | PRODUCTION |  |  | 800SW | F304
20QCC10AA031KA | Hydrazine dosing, non return valve | 20QCC10AA031 | PRODUCTION |  |  | 800SW | F304
20QCC10AA032KA | Ball valve | 20QCC10AA032 | PRODUCTION |  |  | 25NB 800SWN | CF8
20QCC10AA101KA | Hydrazine dosing, pressure relief valve | 20QCC10AA101 | PRODUCTION |  |  | 20NBX25NB | SS316
20QCC10AA102KA | Hydrazine dosing, pressure relief valve | 20QCC10AA102 | PRODUCTION |  |  | 20NBX25NB | SS316
10QCC10AM001KM | Ammonia tank mixer - Motor | 10QCC10AM001 | PRODUCTION
10QCC10AM001-M01 | Ammonia tank mixer - Motor | 10QCC10AM001 | PRODUCTION
20QCC10AM001KM | Ammonia tank mixer | 20QCC10AM001 | PRODUCTION
20QCC10AM001-M01 | Ammonia tank mixer - Motor | 20QCC10AM001 | PRODUCTION
10QCC10AP001-M01 | Barrel pump 2 - Motor | 10QCC10AP001 | PRODUCTION
20QCC10AP001KP | Hydrazine dosing pump 1 | 20QCC10AP001 | PRODUCTION |  |  | DIAPHRAGM | SS316
20QCC10AP001-M01 | Barrel pump 2 - Motor | 20QCC10AP001 | PRODUCTION
10QCC10AP002-M01 | Barrel pump 2 - Stand-by, motor | 10QCC10AP002 | PRODUCTION
20QCC10AP002KP | Hydrazine dosing pump 2 | 20QCC10AP002 | PRODUCTION |  |  | DIAPHRAGM | SS316
20QCC10AP002-M01 | Barrel pump 2 - Stand-by, motor | 20QCC10AP002 | PRODUCTION
20QCC10AT601KT | Hydrazine dosing, Y strainer | 20QCC10AT601 | PRODUCTION |  |  | #600 50MESH | SS304
20QCC10AT602KT | Hydrazine dosing, Y strainer | 20QCC10AT602 | PRODUCTION |  |  | #600 50MESH | SS304
20QCC10CL101-F01 | Level switch | 20QCC10CL101 | PRODUCTION |  |  | 15NB | SS304
20QCC10CL102-F01 | Level switch | 20QCC10CL102 | PRODUCTION |  |  | 15NB | SS304
10QCC10CL103-F01 | Level Switch | 10QCC10CL103 | PRODUCTION
20QCC10CL103-F01 | Level Switch | 20QCC10CL103 | PRODUCTION
20QCC10CL501QP | Level Gauge | 20QCC10CL501 | PRODUCTION |  |  | 25NB | SS304
20QCC10CL502QP | Level Gauge | 20QCC10CL502 | PRODUCTION |  |  | 25NB | SS304
20QCC10CP501QP | Pressure Gauge | 20QCC10CP501 | PRODUCTION |  |  | BOURDON | SS304
20QCC10CP502QP | Pressure Gauge | 20QCC10CP502 | PRODUCTION |  |  | BOURDON | SS304
10QCC11AA001KA | Globe valve | 10QCC11AA001 | PRODUCTION
20QCC11AA001KA | Globe valve | 20QCC11AA001 | PRODUCTION
10QCC11AA002KA | Globe valve | 10QCC11AA002 | PRODUCTION
20QCC11AA002KA | Globe valve | 20QCC11AA002 | PRODUCTION
10QCC11AA003KA | Globe valve | 10QCC11AA003 | PRODUCTION
20QCC11AA003KA | Globe valve | 20QCC11AA003 | PRODUCTION
10QCC11AT001KT | Filter | 10QCC11AT001 | PRODUCTION
20QCC11AT001KT | Filter | 20QCC11AT001 | PRODUCTION
10QCC11BR010MR | Ammonia from tank (SP) to Ammonia pump 1 | 10QCC11BR010 | PRODUCTION |  |  | DN 15 | SA312 TP316L
20QCC11BR010MR | Ammonia from tank (SP) to Ammonia pump 1 | 20QCC11BR010 | PRODUCTION |  |  | DN 15 | SA312 TP316L
10QCC12AA001KA | Globe valve | 10QCC12AA001 | PRODUCTION
20QCC12AA001KA | Globe valve | 20QCC12AA001 | PRODUCTION
10QCC12AA002KA | Globe valve | 10QCC12AA002 | PRODUCTION
20QCC12AA002KA | Globe valve | 20QCC12AA002 | PRODUCTION
10QCC12AT001KT | Filter | 10QCC12AT001 | PRODUCTION
20QCC12AT001KT | Filter | 20QCC12AT001 | PRODUCTION
10QCC12BR010MR | Ammonia tank to Ammonia pump 2 | 10QCC12BR010 | PRODUCTION |  |  | DN 15 | SA312 TP316L
20QCC12BR010MR | Ammonia tank to Ammonia pump 2 | 20QCC12BR010 | PRODUCTION |  |  | DN 15 | SA312 TP316L
10QCC13AA001KA | Globe valve | 10QCC13AA001 | PRODUCTION
20QCC13AA001KA | Globe valve | 20QCC13AA001 | PRODUCTION
10QCC13AA051KA | Check Valve (general) | 10QCC13AA051 | PRODUCTION
20QCC13AA051KA | Check Valve (general) | 20QCC13AA051 | PRODUCTION
10QCC13AA801KA | Valve | 10QCC13AA801 | PRODUCTION
20QCC13AA801KA | Valve | 20QCC13AA801 | PRODUCTION
10QCC13AA802KA | Globe valve | 10QCC13AA802 | PRODUCTION
20QCC13AA802KA | Globe valve | 20QCC13AA802 | PRODUCTION
10QCC13BR010MR | Ammonia from pumps (Andritz) to Ammonia to FW tank (SP) | 10QCC13BR010 | PRODUCTION |  |  | DN 15 | SA312 TP316L
20QCC13BR010MR | Ammonia from pumps (Andritz) to Ammonia to FW tank (SP) | 20QCC13BR010 | PRODUCTION |  |  | DN 15 | SA312 TP316L
10QCC13BR011MR | Ammonia from pumps (Andritz) to Ammonia to FW tank (SP) | 10QCC13BR011 | PRODUCTION |  |  | DN 15 | SA312 TP316L
20QCC13BR011MR | Ammonia from pumps (Andritz) to Ammonia to FW tank (SP) | 20QCC13BR011 | PRODUCTION |  |  | DN 15 | SA312 TP316L
10QCC13CP501QP | Pressure Gauge | 10QCC13CP501 | PRODUCTION
20QCC13CP501QP | Pressure Gauge | 20QCC13CP501 | PRODUCTION
10QCC14AA001KA | Globe valve | 10QCC14AA001 | PRODUCTION
20QCC14AA001KA | Globe valve | 20QCC14AA001 | PRODUCTION
10QCC14AA051KA | Check Valve (general) | 10QCC14AA051 | PRODUCTION
20QCC14AA051KA | Check Valve (general) | 20QCC14AA051 | PRODUCTION
10QCC14AA801KA | Valve | 10QCC14AA801 | PRODUCTION
20QCC14AA801KA | Valve | 20QCC14AA801 | PRODUCTION
10QCC14AA802KA | Globe valve | 10QCC14AA802 | PRODUCTION
20QCC14AA802KA | Globe valve | 20QCC14AA802 | PRODUCTION
10QCC14BR010MR | Ammonia pump 2 to Feed water tank | 10QCC14BR010 | PRODUCTION |  |  | DN 15 | SA312 TP316L
20QCC14BR010MR | Ammonia pump 2 to Feed water tank | 20QCC14BR010 | PRODUCTION |  |  | DN 15 | SA312 TP316L
10QCC14BR011MR | Ammonia pump 2 to Feed water tank | 10QCC14BR011 | PRODUCTION |  |  | DN 15 | SA312 TP316L
20QCC14BR011MR | Ammonia pump 2 to Feed water tank | 20QCC14BR011 | PRODUCTION |  |  | DN 15 | SA312 TP316L
10QCC14CP501QP | Pressure Gauge | 10QCC14CP501 | PRODUCTION
20QCC14CP501QP | Pressure Gauge | 20QCC14CP501 | PRODUCTION
10QCC15AA401KA | Safety valve | 10QCC15AA401 | PRODUCTION
20QCC15AA401KA | Safety valve | 20QCC15AA401 | PRODUCTION
10QCC15BR010MR | Ammonia from SV (Andritz) to Ammonia to tank (SP) | 10QCC15BR010 | PRODUCTION |  |  | DN 8 | SA312 TP316L
20QCC15BR010MR | Ammonia from SV (Andritz) to Ammonia to tank (SP) | 20QCC15BR010 | PRODUCTION |  |  | DN 8 | SA312 TP316L
10QCC16AA401KA | Safety valve | 10QCC16AA401 | PRODUCTION
20QCC16AA401KA | Safety valve | 20QCC16AA401 | PRODUCTION
10QCC16BR010MR | Ammonia pump 2 SV to Ammonia tank | 10QCC16BR010 | PRODUCTION |  |  | DN 8 | SA312 TP316L
20QCC16BR010MR | Ammonia pump 2 SV to Ammonia tank | 20QCC16BR010 | PRODUCTION |  |  | DN 8 | SA312 TP316L
20QCC26AM101KM | Hydrazine Dosing Agitator AGM-01 | 20QCC26AM101 | PRODUCTION |  |  | IP-55,FLANGE MOUNTED
20QCC26AM101-M01 | Hydrazine Dosing Agitator AGM-01 | 20QCC26AM101 | PRODUCTION |  |  | 1.0HP,960RPM
20QCC27AM101KM | Hydrazine Dosing Agitator AGM-02 | 20QCC27AM101 | PRODUCTION |  |  | 1.0HP,960RPM
20QCC27AM101-M01 | Hydrazine Dosing Agitator AGM-02 | 20QCC27AM101 | PRODUCTION |  |  | IP-55 FLANGE MOUNTED
20QCC28AM101KM | Hydrazine Dosing Agitator AGM-03 | 20QCC28AM101 | PRODUCTION |  |  | 0,5HP,1450RPM,TEFC
20QCC28AM101-M01 | Hydrazine Dosing Agitator AGM-03 | 20QCC28AM101 | PRODUCTION |  |  | IP-55,FOOT FLANGED
20QCC29AM101KM | Hydrazine Dosing Agitator AGM-04 | 20QCC29AM101 | PRODUCTION |  |  | 0,5HP,1450RPM,TEFC
20QCC29AM101-M01 | Hydrazine Dosing Agitator AGM-04 | 20QCC29AM101 | PRODUCTION |  |  | IP-55,FOOT MOUNTED
10QCC40BR401MR | Hydrazine Skid Drain | 10QCC40BR401 | PRODUCTION |  |  |  | A106 GrB
20QCC40BR401MR | Hydrazine Skid Drain | 20QCC40BR401 | PRODUCTION |  |  |  | A106 GrB
20QCD10AA033KA | Ball valve | 20QCD10AA033 | PRODUCTION |  |  | 25NB#800SWN | CF8
20QCD10AA034KA | Ball valve | 20QCD10AA034 | PRODUCTION |  |  | 25NB#800SWN | CF8
20QCD10AA035KA | Ball valve | 20QCD10AA035 | PRODUCTION |  |  | 25NB#800SWN | CF8
20QCD10AA036KA | Ball valve | 20QCD10AA036 | PRODUCTION |  |  | 25NB#800SWN | CF8
20QCD10AA037KA | Ball valve | 20QCD10AA037 | PRODUCTION |  |  | 25NB#800SWN | CF8
20QCD10AA038KA | Ball valve | 20QCD10AA038 | PRODUCTION |  |  | 25NB#800SWN | CF8
20QCD10AA039KA | Ball valve | 20QCD10AA039 | PRODUCTION |  |  | 25NB#800SWN | CF8
20QCD10AA040KA | Ball valve | 20QCD10AA040 | PRODUCTION |  |  | 25NB#800SWN | CF8
20QCD10AA041KA | Ball valve | 20QCD10AA041 | PRODUCTION |  |  | 25NB#800SWN | CF8
20QCD10AA042KA | Ball valve | 20QCD10AA042 | PRODUCTION |  |  | 25NB#800SWN | CF8
20QCD10AA043KA | Ball valve | 20QCD10AA043 | PRODUCTION |  |  | 25NB#800SWN | CF8
20QCD10AA044KA | Ball valve | 20QCD10AA044 | PRODUCTION |  |  | 25NB#800SWN | CF8
20QCD10AA045KA | Ball valve | 20QCD10AA045 | PRODUCTION |  |  | 25NB#800SWN | CF8
20QCD10AA046KA | Ball valve | 20QCD10AA046 | PRODUCTION |  |  | 25NB#800SWN | CF8
20QCD10AA047KA | Ball valve | 20QCD10AA047 | PRODUCTION |  |  | 25NB#800SWN | CF8
20QCD10AA048KA | Ball valve | 20QCD10AA048 | PRODUCTION |  |  | 25NB#800SWN | CF8
20QCD10AA049KA | Ball valve | 20QCD10AA049 | PRODUCTION |  |  | 25NB#800SWN | CF8
20QCD10AA050KA | Ball valve | 20QCD10AA050 | PRODUCTION |  |  | 25NB#800SWN | CF8
20QCD10AA051KA | Ball valve | 20QCD10AA051 | PRODUCTION |  |  | 25NB#800SWN | CF8
20QCD10AA052KA | Ball valve | 20QCD10AA052 | PRODUCTION |  |  | 25NB#800SWN | CF8
20QCD10AA053KA | Ball valve | 20QCD10AA053 | PRODUCTION |  |  | 25NB#800SWN | CF8
20QCD10AA054KA | Ball valve | 20QCD10AA054 | PRODUCTION |  |  | 25NB#800SWN | CF8
20QCD10AA055KA | Ball valve | 20QCD10AA055 | PRODUCTION |  |  | 25NB#800SWN | CF8
20QCD10AA056KA | Ball valve | 20QCD10AA056 | PRODUCTION |  |  | 25NB#800SWN | CF8
20QCD10AA057KA | Ball valve | 20QCD10AA057 | PRODUCTION |  |  | 25NB#800SWN | CF8
20QCD10AA058KA | Ball valve | 20QCD10AA058 | PRODUCTION |  |  | 25NB#800SWN | CF8
20QCD10AA059KA | Ball valve | 20QCD10AA059 | PRODUCTION |  |  | 25NB#800SWN | CF8
20QCD10AA060KA | Ball valve | 20QCD10AA060 | PRODUCTION |  |  | 15NB#800SWN | CF8
20QCD10AA061KA | Ball valve | 20QCD10AA061 | PRODUCTION |  |  | 15NB#800SWN | CF8
20QCD10AA062KA | Ammonia dosing, non return valve | 20QCD10AA062 | PRODUCTION |  |  | 25NB#800SWN | F304
20QCD10AA063KA | Ammonia dosing, non return valve | 20QCD10AA063 | PRODUCTION |  |  | 25NB#800SWN | F304
20QCD10AA103KA | Ammonia dosing, pressure relief valve | 20QCD10AA103 | PRODUCTION |  |  | 20NBX25NB | SS316
20QCD10AA104KA | Ammonia dosing, pressure relief valve | 20QCD10AA104 | PRODUCTION |  |  | 20NBX25NB | SS316
10QCD10AP003-M01 | Ammonia Dosing Pump 3, motor | 10QCD10AP003 | PRODUCTION
20QCD10AP003KP | Ammonia Dosing Pump 1 | 20QCD10AP003 | PRODUCTION |  |  | DIAPHRAGM
20QCD10AP003-M01 | Ammonia Dosing Pump 3, motor | 20QCD10AP003 | PRODUCTION
10QCD10AP004-M01 | Ammonia Dosing Pump 4, motor | 10QCD10AP004 | PRODUCTION
20QCD10AP004KP | Ammonia Dosing Pump 2 | 20QCD10AP004 | PRODUCTION |  |  | DIAPHRAGM
20QCD10AP004-M01 | Ammonia Dosing Pump 4, motor | 20QCD10AP004 | PRODUCTION
20QCD10AT603KT | Ammonia dosing, Y strainer | 20QCD10AT603 | PRODUCTION |  |  | 25NB,SW#600,MESH SIZE50 | SS304
20QCD10AT604KT | Ammonia dosing, Y strainer | 20QCD10AT604 | PRODUCTION |  |  | 25NB,SW#600,MESH SIZE50 | SS304
20QCD10CL104-F01 | Level Switch | 20QCD10CL104 | PRODUCTION |  |  | 15NB | SS304
20QCD10CL503QP | Level Gauge | 20QCD10CL503 | PRODUCTION |  |  | 25NB | SS304
20QCD10CL504QP | Level Gauge | 20QCD10CL504 | PRODUCTION |  |  | 25NB | SS304
10QCD10CP101-F01 | Pressure switch | 10QCD10CP101 | PRODUCTION
20QCD10CP101-F01 | Pressure switch | 20QCD10CP101 | PRODUCTION
10QCD10CP102-F01 | Pressure switch | 10QCD10CP102 | PRODUCTION
20QCD10CP102-F01 | Pressure switch | 20QCD10CP102 | PRODUCTION
10QCD10CP501QP | Pressure Gauge | 10QCD10CP501 | PRODUCTION
20QCD10CP501QP | Pressure Gauge | 20QCD10CP501 | PRODUCTION
10QCD10CP502QP | Pressure gauge | 10QCD10CP502 | PRODUCTION
20QCD10CP502QP | Pressure gauge | 20QCD10CP502 | PRODUCTION
20QCD10CP503QP | Pressure Gauge | 20QCD10CP503 | PRODUCTION |  |  | BOURDON | SS304
20QCD10CP504QP | Pressure Gauge | 20QCD10CP504 | PRODUCTION |  |  | BOURDON | SS304
20QCD26AM101KM | Agitator motor for ammonia dosing-1 | 20QCD26AM101 | PRODUCTION |  |  | 1.0HP,960RPM
20QCD26AM101-M01 | Agitator motor for ammonia dosing-1 | 20QCD26AM101 | PRODUCTION |  |  | IP-55, FLANGE MOUNTED
20QCD27AM101KM | Agitator motor for ammonia dosing-2 | 20QCD27AM101 | PRODUCTION |  |  | IP-55 FLANGE MOUNTED
20QCD27AM101-M01 | Agitator motor for ammonia dosing-2 | 20QCD27AM101 | PRODUCTION |  |  | 1.0HP,960RPM
20QCD28AM101KM | Ammonia dosing motor-1 | 20QCD28AM101 | PRODUCTION |  |  | IP-55 FLANGE MOUNTED
20QCD28AM101-M01 | Ammonia dosing motor-1 | 20QCD28AM101 | PRODUCTION |  |  | 0,5HP,1450RPM
20QCD29AM101KM | Ammonia dosing motor-2 | 20QCD29AM101 | PRODUCTION |  |  | IP-55 FLANGE MOUNTED
20QCD29AM101-M01 | Ammonia dosing motor-2 | 20QCD29AM101 | PRODUCTION |  |  | 0,5HP,1450RPM
10QCD40AA003KA | Non-Return Valve | 10QCD40AA003 | PRODUCTION |  |  | SA105
20QCD40AA003KA | Non-Return Valve | 20QCD40AA003 | PRODUCTION |  |  | SA105
10QCD40BR002MR | CEP Discharge Header to Dosing Skids | 10QCD40BR002 | PRODUCTION |  |  |  | A106 GrB
20QCD40BR002MR | CEP Discharge Header to Dosing Skids | 20QCD40BR002 | PRODUCTION |  |  |  | A106 GrB
10QCD40BR003MR | LP Dosing Line to Condensate Header | 10QCD40BR003 | PRODUCTION |  |  |  | A312 TP305
20QCD40BR003MR | LP Dosing Line to Condensate Header | 20QCD40BR003 | PRODUCTION |  |  |  | A312 TP305
10QCD40BR004MR | CEP Discharge to LP Dosing Skid (Ammonia) | 10QCD40BR004 | PRODUCTION |  |  |  | A106 GrB
20QCD40BR004MR | CEP Discharge to LP Dosing Skid (Ammonia) | 20QCD40BR004 | PRODUCTION |  |  |  | A106 GrB
10QCD40BR005MR | CEP Discharge to LP Dosing Skid (Hydrazine) | 10QCD40BR005 | PRODUCTION |  |  |  | A106 GrB
20QCD40BR005MR | CEP Discharge to LP Dosing Skid (Hydrazine) | 20QCD40BR005 | PRODUCTION |  |  |  | A106 GrB
10QCD40BR401MR | Dosing Skid Drain | 10QCD40BR401 | PRODUCTION |  |  |  | A106 GrB
20QCD40BR401MR | Dosing Skid Drain | 20QCD40BR401 | PRODUCTION |  |  |  | A106 GrB
10QEB10AA001KA | Service air valve | 10QEB10AA001 | PRODUCTION
20QEB10AA001KA | Valve | 20QEB10AA001 | PRODUCTION
10QEB10AA701KA | Service air valve | 10QEB10AA701 | PRODUCTION
20QEB10AA701KA | Valve | 20QEB10AA701 | PRODUCTION
10QEB10AA801KA | Service air valve | 10QEB10AA801 | PRODUCTION
20QEB10AA801KA | Valve | 20QEB10AA801 | PRODUCTION
00QEB10BR010MR | Service Air form plant Service Air system (SP) to Service Air to boilers 1 and 2 (Andritz) | 00QEB10BR010 | PRODUCTION |  |  | DN 150 | SA312 TP304L
10QEB10CP001-U01 | Pressure Transmitter | 10QEB10CP001 | PRODUCTION
20QEB10CP001-U01 | Pressure Transmitter | 20QEB10CP001 | PRODUCTION
10QEB11AA101KA | Safety Valve | 10QEB11AA101 | PRODUCTION
20QEB11AA101KA | Safety Valve | 20QEB11AA101 | PRODUCTION
10QEB11CP501QP | Pressure Gauge | 10QEB11CP501 | PRODUCTION |  |  | BSPG-V-100-S6S-S6S-S6S-S4S-T15NTM-(0-16)-BAR- 0R5
20QEB11CP501QP | Pressure Gauge | 20QEB11CP501 | PRODUCTION |  |  | BSPG-V-100-S6S-S6S-S6S-S4S-T15NTM-(0-16)-BAR- 0R5
10QEB11CP502QP | Pressure Gauge | 10QEB11CP502 | PRODUCTION |  |  | BSPG-V-100-S6S-S6S-S6S-S4S-T15NTM-(0-16)-BAR- 0R5
20QEB11CP502QP | Pressure Gauge | 20QEB11CP502 | PRODUCTION |  |  | BSPG-V-100-S6S-S6S-S6S-S4S-T15NTM-(0-16)-BAR- 0R5
10QEB11CT501QP | Temperature Gauge | 10QEB11CT501 | PRODUCTION |  |  | BDT-V-10-S6-C-200-S6-15NTM-0 to100-A
20QEB11CT501QP | Temperature Gauge | 20QEB11CT501 | PRODUCTION |  |  | BDT-V-10-S6-C-200-S6-15NTM-0 to100-A
10QEB11CT502QP | Temperature Gauge | 10QEB11CT502 | PRODUCTION |  |  | BDT-V-10-S6-C-200-S6-15NTM-0 to100-A
20QEB11CT502QP | Temperature Gauge | 20QEB11CT502 | PRODUCTION |  |  | BDT-V-10-S6-C-200-S6-15NTM-0 to100-A
10QEB20BR010MR | Service Air form plant Service Air system (SP) to Service Air distribution, Boiler 1 | 10QEB20BR010 | PRODUCTION |  |  | DN 150 | SA312 TP304L
20QEB20BR010MR | Service Air form plant Service Air system (SP) to Service Air distribution, Boiler 1 | 20QEB20BR010 | PRODUCTION |  |  |  | SA312 TP304L
10QEB20BR011MR | Service Air supply to Service Air distribution | 10QEB20BR011 | PRODUCTION |  |  | DN 25 | SA312 TP304L
20QEB20BR011MR | Service Air supply to Service Air distribution | 20QEB20BR011 | PRODUCTION |  |  | DN 25 | SA312 TP304L
10QEB20BR020MR | Compressed air form plant Service Air system (SP) to Compressed air distribution, Boiler 1 | 10QEB20BR020 | PRODUCTION |  |  | DN 150 | SA312 TP304L
20QEB20BR020MR | Service Air form plant Service Air system (SP) to Service Air distribution, Boiler 2 | 20QEB20BR020 | PRODUCTION |  |  | DN 150 | SA312 TP304L
10QEB20BR030MR | Service Air form plant Service Air system (SP) to Service Air distribution, Boiler 1 | 10QEB20BR030 | PRODUCTION |  |  | DN 150 | SA312 TP304L
20QEB20BR030MR | Service Air form plant Service Air system (SP) to Service Air distribution, Boiler 1 | 20QEB20BR030 | PRODUCTION |  |  | DN 150 | SA312 TP304L
10QEB21BR010MR | Service Air supply to Service Air distributing pipe | 10QEB21BR010 | PRODUCTION |  |  | DN 150 | SA312 TP304L
20QEB21BR010MR | Service Air supply to Service Air distributing pipe | 20QEB21BR010 | PRODUCTION |  |  | DN 150 | SA312 TP304L
10QEB21BR020MR | Service Air to Level 1, left side | 10QEB21BR020 | PRODUCTION |  |  | DN 25 | SA312 TP304L
20QEB21BR020MR | Service Air to Level 1, left side | 20QEB21BR020 | PRODUCTION |  |  | DN 25 | SA312 TP304L
10QEB21BR030MR | Service Air to Level 2, left side | 10QEB21BR030 | PRODUCTION |  |  | DN 25 | SA312 TP304L
20QEB21BR030MR | Service Air to Level 2, left side | 20QEB21BR030 | PRODUCTION |  |  | DN 25 | SA312 TP304L
10QEB21BR040MR | Service Air to Level 3, left side | 10QEB21BR040 | PRODUCTION |  |  | DN 25 | SA312 TP304L
20QEB21BR040MR | Service Air to Level 3, left side | 20QEB21BR040 | PRODUCTION |  |  | DN 25 | SA312 TP304L
10QEB21BR050MR | Service Air to Level 4, left side | 10QEB21BR050 | PRODUCTION |  |  | DN 25 | SA312 TP304L
20QEB21BR050MR | Service Air to Level 4, left side | 20QEB21BR050 | PRODUCTION |  |  | DN 25 | SA312 TP304L
10QEB21BR060MR | Service Air to Level 5, left side | 10QEB21BR060 | PRODUCTION |  |  | DN 25 | SA312 TP304L
20QEB21BR060MR | Service Air to Level 5, left side | 20QEB21BR060 | PRODUCTION |  |  | DN 25 | SA312 TP304L
10QEB21BR070MR | Service Air to Level 6, left side | 10QEB21BR070 | PRODUCTION |  |  | DN 25 | SA312 TP304L
20QEB21BR070MR | Service Air to Level 6, left side | 20QEB21BR070 | PRODUCTION |  |  | DN 25 | SA312 TP304L
10QEB21BR080MR | Service Air to Level 7, left side | 10QEB21BR080 | PRODUCTION |  |  | DN 25 | SA312 TP304L
20QEB21BR080MR | Service Air to Level 7, left side | 20QEB21BR080 | PRODUCTION |  |  | DN 25 | SA312 TP304L
10QEB21BR090MR | Service Air to Level 8, left side | 10QEB21BR090 | PRODUCTION |  |  | DN 25 | SA312 TP304L
20QEB21BR090MR | Service Air to Level 8, left side | 20QEB21BR090 | PRODUCTION |  |  | DN 25 | SA312 TP304L
10QEB22BR010MR | Service Air supply to Service Air distributing pipe | 10QEB22BR010 | PRODUCTION |  |  | DN 150 | SA312 TP304L
20QEB22BR010MR | Service Air supply to Service Air distributing pipe | 20QEB22BR010 | PRODUCTION |  |  | DN 150 | SA312 TP304L
10QEB22BR020MR | Service Air to Level 1, right side | 10QEB22BR020 | PRODUCTION |  |  | DN 25 | SA312 TP304L
20QEB22BR020MR | Service Air to Level 1, right side | 20QEB22BR020 | PRODUCTION |  |  | DN 25 | SA312 TP304L
10QEB22BR030MR | Service Air to Level 2, right side | 10QEB22BR030 | PRODUCTION |  |  | DN 25 | SA312 TP304L
20QEB22BR030MR | Service Air to Level 2, right side | 20QEB22BR030 | PRODUCTION |  |  | DN 25 | SA312 TP304L
10QEB22BR040MR | Service Air to Level 3, right side | 10QEB22BR040 | PRODUCTION |  |  | DN 25 | SA312 TP304L
20QEB22BR040MR | Service Air to Level 3, right side | 20QEB22BR040 | PRODUCTION |  |  | DN 25 | SA312 TP304L
10QEB22BR050MR | Service Air to Level 4, right side | 10QEB22BR050 | PRODUCTION |  |  | DN 25 | SA312 TP304L
20QEB22BR050MR | Service Air to Level 4, right side | 20QEB22BR050 | PRODUCTION |  |  | DN 25 | SA312 TP304L
10QEB22BR060MR | Service Air to Level 5, right side | 10QEB22BR060 | PRODUCTION |  |  | DN 25 | SA312 TP304L
20QEB22BR060MR | Service Air to Level 5, right side | 20QEB22BR060 | PRODUCTION |  |  | DN 25 | SA312 TP304L
10QEB22BR070MR | Service Air to Level 6, right side | 10QEB22BR070 | PRODUCTION |  |  | DN 25 | SA312 TP304L
20QEB22BR070MR | Service Air to Level 6, right side | 20QEB22BR070 | PRODUCTION |  |  | DN 25 | SA312 TP304L
10QEB22BR080MR | Service Air to Level 7, right side | 10QEB22BR080 | PRODUCTION |  |  | DN 25 | SA312 TP304L
20QEB22BR080MR | Service Air to Level 7, right side | 20QEB22BR080 | PRODUCTION |  |  | DN 25 | SA312 TP304L
10QEB22BR090MR | Service Air to Level 8 right side | 10QEB22BR090 | PRODUCTION |  |  | DN 25 | SA312 TP304L
20QEB22BR090MR | Service Air to Level 8 right side | 20QEB22BR090 | PRODUCTION |  |  | DN 25 | SA312 TP304L
10QEB23AX001QP | Sight glass | 10QEB23AX001 | PRODUCTION
10QEB23BR010MR | Service Air supply to Sightglass, bed area, front wall | 10QEB23BR010 | PRODUCTION |  |  | DN 15 | SA312 TP304L
20QEB23BR010MR | Service Air supply to Sightglass, bed area, Front wall | 20QEB23BR010 | PRODUCTION |  |  | DN 15 | SA312 TP304L
10QEB24AX001QP | Sight glass | 10QEB24AX001 | PRODUCTION |  |  | Sightglass by Calderys
10QEB24BR010MR | Service Air supply to Sightglass, bed area, front wall | 10QEB24BR010 | PRODUCTION |  |  | DN 15 | SA312 TP304L
20QEB24BR010MR | Service Air supply to Sightglass, bed area, Front wall | 20QEB24BR010 | PRODUCTION |  |  | DN 15 | SA312 TP304L
10QEB25AX001QP | Sight glass | 10QEB25AX001 | PRODUCTION
10QEB25BR010MR | Service Air supply to Sightglass, bed area, left sidewall | 10QEB25BR010 | PRODUCTION |  |  | DN 15 | SA312 TP304L
20QEB25BR010MR | Service Air supply to Sightglass, bed area, left sidewall | 20QEB25BR010 | PRODUCTION |  |  | DN 15 | SA312 TP304L
10QEB26AX001QP | Sight glass | 10QEB26AX001 | PRODUCTION |  |  | Sightglass by Calderys
10QEB26BR010MR | Service Air supply to Sightglass, STB 1 | 10QEB26BR010 | PRODUCTION |  |  | DN 15 | SA312 TP304L
20QEB26BR010MR | Service Air supply to Sightglass, STB 1 | 20QEB26BR010 | PRODUCTION |  |  | DN 15 | SA312 TP304L
10QEB27AX001QP | Sight glass | 10QEB27AX001 | PRODUCTION
10QEB27BR010MR | Service Air supply to Sightglass, STB 2 | 10QEB27BR010 | PRODUCTION |  |  | DN 15 | SA312 TP304L
20QEB27BR010MR | Service Air supply to Sightglass, STB 2 | 20QEB27BR010 | PRODUCTION |  |  | DN 15 | SA312 TP304L
10QEB31AX001QP | Sight glass | 10QEB31AX001 | PRODUCTION
10QEB31BR010MR | Service Air supply to Sightglasses Nose arch | 10QEB31BR010 | PRODUCTION |  |  | DN 15 | SA312 TP304L
00PBJ02AP003-M01 | Condenser Water Pump Motor-3 | 00PBJ02AP003 | PRODUCTION
20QEB31BR010MR | Service Air supply to Sightglasses Nose arch | 20QEB31BR010 | PRODUCTION |  |  | DN 15 | SA312 TP304L
10QEB32AX001QP | Sight glass | 10QEB32AX001 | PRODUCTION
10QEB32BR010MR | Service Air supply to Sightglasses Nose arch, right sidewall | 10QEB32BR010 | PRODUCTION |  |  | DN 15 | SA312 TP304L
20QEB32BR010MR | Service Air supply to Sightglasses Nose arch, right sidewall | 20QEB32BR010 | PRODUCTION |  |  | DN 15 | SA312 TP304L
20QEB60AA001KA | Ball Valve | 20QEB60AA001 | PRODUCTION |  |  | R1"
20QEB60AA002KA | Central compressed air and carrier air distribution system, Ball valve | 20QEB60AA002 | PRODUCTION |  |  | R1"
10QEB60AA501KA | Fly ash silo fluidizing air valve - Air to AshSilo vlv o | 10QEB60AA501 | PRODUCTION
20QEB60AA501KA | Fly ash silo fluidizing air valve - Air to AshSilo vlv o | 20QEB60AA501 | PRODUCTION
10QEB60AA502KA | Wet discharging fluidizing | 10QEB60AA502 | PRODUCTION
20QEB60AA502KA | Wet discharging fluidizing | 20QEB60AA502 | PRODUCTION
10QEB60BR010MR | Service Air supply to Fly ash silo | 10QEB60BR010 | PRODUCTION |  |  | DN 25 | SA312 TP304L
20QEB60BR010MR | Service Air to Fly ash silo | 20QEB60BR010 | PRODUCTION |  |  | DN 25 | SA312 TP304L
10QEB61BR010MR | Service Air supply to Fly ash silo filter | 10QEB61BR010 | PRODUCTION |  |  | DN 15 | SA312 TP304L
20QEB61BR010MR | Service Air to Fly ash silo filter | 20QEB61BR010 | PRODUCTION |  |  | DN 15 | SA312 TP304L
10QEB65BR010MR | Service Air supply to Bed material silo | 10QEB65BR010 | PRODUCTION |  |  | DN 25 | SA312 TP304L
20QEB65BR010MR | Service Air to Bed material silo | 20QEB65BR010 | PRODUCTION |  |  | DN 25 | SA312 TP304L
10QEB70BR040MR | Service Air supply to Recycled bottom ash conveying | 10QEB70BR040 | PRODUCTION |  |  | DN 50 | SA312 TP304L
20QEB70BR040MR | Service Air to Recycled bottom ash conveying | 20QEB70BR040 | PRODUCTION |  |  | DN 50 | SA312 TP304L
10QEB75BR010MR | Service Air supply to Burners | 10QEB75BR010 | PRODUCTION |  |  | DN 40 | SA312 TP304L
20QEB75BR010MR | Service Air to Burners | 20QEB75BR010 | PRODUCTION |  |  | DN 40 | SA312 TP304L
10QEB75BR020MR | Service Air supply to Burners | 10QEB75BR020 | PRODUCTION |  |  | DN 40 | SA312 TP304L
20QEB75BR020MR | Service Air to Burners | 20QEB75BR020 | PRODUCTION |  |  | DN 40 | SA312 TP304L
10QEB80BR010MR | Service Air supply to Bag filter ash conveying | 10QEB80BR010 | PRODUCTION |  |  | DN 80 | SA312 TP304L
20QEB80BR010MR | Service Air to Bag filter ash conveying | 20QEB80BR010 | PRODUCTION |  |  | DN 80 | SA312 TP304L
10QEB90BR010MR | Service Air supply to 2nd and 3rd pass ash conveying | 10QEB90BR010 | PRODUCTION |  |  | DN 80 | SA312 TP304L
20QEB90BR010MR | Service Air supply to 2nd and 3rd pass ash conveying | 20QEB90BR010 | PRODUCTION |  |  | DN 80 | SA312 TP304L
10QEB93AA091KA | Pressure reducing valve | 10QEB93AA091 | PRODUCTION
20QEB93AA091KA | Pressure reducing valve | 20QEB93AA091 | PRODUCTION
10QEB93AA251KA | Compressed air(Mill air) preassure to bag filter Control Valve | 10QEB93AA251 | PRODUCTION
20QEB93AA251KA | Compressed air(Mill air) pressure to bag filter Control Valve - Valve opening | 20QEB93AA251 | PRODUCTION
10QEB93BR010MR | Service Air supply to Service Air distribution header, FGD Boiler 1 | 10QEB93BR010 | PRODUCTION |  |  | DN 100 | SA312 TP304L
20QEB93BR010MR | Service Air supply to Compressed air distribution header, FGD Boiler 1 | 20QEB93BR010 | PRODUCTION |  |  | DN 100 | SA312 TP304L
10QEB93BR030MR | Service Air supply to Service Air connection | 10QEB93BR030 | PRODUCTION |  |  | DN 25 | SA312 TP304L
20QEB93BR030MR | Service Air supply to Compressed air connection | 20QEB93BR030 | PRODUCTION |  |  | DN 25 | SA312 TP304L
10QEB93BR031MR | Service Air supply to Service Air to purging connection | 10QEB93BR031 | PRODUCTION |  |  | DN 15 | SA312 TP304L
20QEB93BR031MR | Service Air supply to Compressed air to purging connection | 20QEB93BR031 | PRODUCTION |  |  | DN 15 | SA312 TP304L
10QEB93BR032MR | Service Air supply to Service Air connection | 10QEB93BR032 | PRODUCTION |  |  | DN 15 | SA312 TP304L
20QEB93BR032MR | Service Air supply to Compressed air connection | 20QEB93BR032 | PRODUCTION |  |  | DN 15 | SA312 TP304L
10QEB93BR033MR | Service Air supply to Service Air connection | 10QEB93BR033 | PRODUCTION |  |  | DN 15 | SA312 TP304L
20QEB93BR033MR | Service Air supply to Compressed air connection | 20QEB93BR033 | PRODUCTION |  |  | DN 15 | SA312 TP304L
10QEB93BR041MR | Service Air supply to Service Air connection | 10QEB93BR041 | PRODUCTION |  |  | DN 25 | SA312 TP304L
20QEB93BR041MR | Service Air supply to Compressed air connection | 20QEB93BR041 | PRODUCTION |  |  | DN 25 | SA312 TP304L
10QEB93BR042MR | Service Air supply to Service Air connection | 10QEB93BR042 | PRODUCTION |  |  | DN 25 | SA312 TP304L
20QEB93BR042MR | Service Air supply to Compressed air connection | 20QEB93BR042 | PRODUCTION |  |  | DN 25 | SA312 TP304L
10QEB94AA201KA | Compressed air to Mixer | 10QEB94AA201 | PRODUCTION
20QEB94AA201KA | Compressed air to Mixer - Close | 20QEB94AA201 | PRODUCTION
10QEB94AA801KA | Valve | 10QEB94AA801 | PRODUCTION
20QEB94AA801KA | Valve | 20QEB94AA801 | PRODUCTION
10QEB94BR010MR | Service Air supply to flue gas cleaning to Valve rack | 10QEB94BR010 | PRODUCTION |  |  | DN 15 | SA312 TP304L
20QEB94BR010MR | Service Air supply to flue gas cleaning to Valve rack | 20QEB94BR010 | PRODUCTION |  |  | DN 15 | SA312 TP304L
10QEB94BR020MR | Service Air supply to flue gas cleaning to Service Air to mixer, SV | 10QEB94BR020 | PRODUCTION |  |  | DN 15 | TBD
20QEB94BR020MR | Service Air supply to flue gas cleaning to Service Air to mixer, SV | 20QEB94BR020 | PRODUCTION |  |  | DN 15 | TBD
10QEB94BR030MR | Service Air supply to flue gas cleaning to Service Air to Mixer | 10QEB94BR030 | PRODUCTION |  |  | DN 15 | TBD
20QEB94BR030MR | Service Air supply to flue gas cleaning to Service Air to mixer | 20QEB94BR030 | PRODUCTION |  |  | DN 15 | TBD
10QEB94BR040MR | Service Air supply to flue gas cleaning to Service Air to Mixer | 10QEB94BR040 | PRODUCTION |  |  | DN 15 | SA312 TP304L
20QEB94BR040MR | Service Air supply to flue gas cleaning to Service Air to mixer | 20QEB94BR040 | PRODUCTION |  |  | DN 15 | SA312 TP304L
10QEB94BR050MR | Service Air supply to flue gas cleaning to Service Air to Mixer | 10QEB94BR050 | PRODUCTION |  |  | DN 15 | TBD
20QEB94BR050MR | Service Air supply to flue gas cleaning to Service Air to mixer | 20QEB94BR050 | PRODUCTION |  |  | DN 15 | TBD
10QEB94BR051MR | Service Air supply to flue gas cleaning to Mixer cleaning | 10QEB94BR051 | PRODUCTION |  |  | DN 15 | TBD
20QEB94BR051MR | Service Air supply to flue gas cleaning to Mixer cleaning | 20QEB94BR051 | PRODUCTION |  |  | DN 15 | TBD
10QEB94BR052MR | Service Air supply to flue gas cleaning to Mixer cleaning | 10QEB94BR052 | PRODUCTION |  |  | DN 15 | TBD
20QEB94BR052MR | Service Air supply to flue gas cleaning to Mixer cleaning | 20QEB94BR052 | PRODUCTION |  |  | DN 15 | TBD
10QEB94BR053MR | Service Air supply to flue gas cleaning to Mixer cleaning | 10QEB94BR053 | PRODUCTION |  |  | DN 15 | TBD
20QEB94BR053MR | Service Air supply to flue gas cleaning to Mixer cleaning | 20QEB94BR053 | PRODUCTION |  |  | DN 15 | TBD
10QEB94BR054MR | Service Air supply to flue gas cleaning to Mixer cleaning | 10QEB94BR054 | PRODUCTION |  |  | DN 15 | TBD
20QEB94BR054MR | Service Air supply to flue gas cleaning to Mixer cleaning | 20QEB94BR054 | PRODUCTION |  |  | DN 15 | TBD
10QEB94BR055MR | Service Air supply to flue gas cleaning to Mixer cleaning | 10QEB94BR055 | PRODUCTION |  |  | DN 15 | TBD
20QEB94BR055MR | Service Air supply to flue gas cleaning to Mixer cleaning | 20QEB94BR055 | PRODUCTION |  |  | DN 15 | TBD
10QEB94BR056MR | Service Air supply to flue gas cleaning to Mixer cleaning | 10QEB94BR056 | PRODUCTION |  |  | DN 15 | TBD
20QEB94BR056MR | Service Air supply to flue gas cleaning to Mixer cleaning | 20QEB94BR056 | PRODUCTION |  |  | DN 15 | TBD
10QEB94BR057MR | Service Air supply to flue gas cleaning to Mixer cleaning | 10QEB94BR057 | PRODUCTION |  |  | DN 15 | TBD
20QEB94BR057MR | Service Air supply to flue gas cleaning to Mixer cleaning | 20QEB94BR057 | PRODUCTION |  |  | DN 15 | TBD
10QEB94CP501QP | Pressure Gauge | 10QEB94CP501 | PRODUCTION
20QEB94CP501QP | Pressure Gauge | 20QEB94CP501 | PRODUCTION
10QEB95BR010MR | Service Air supply to silo filter to Silo filter | 10QEB95BR010 | PRODUCTION |  |  | DN 15 | SA312 TP304L
20QEB95BR010MR | Service Air supply to flue gas cleaning to Silo filter | 20QEB95BR010 | PRODUCTION |  |  | DN 15 | SA312 TP304L
10QEB95BR020MR | Silo filter to Atmosphere | 10QEB95BR020 | PRODUCTION |  |  | DN 50 | carbon steel
20QEB95BR020MR | Silo filter to Atmosphere | 20QEB95BR020 | PRODUCTION |  |  | DN 50 | carbon steel
10QEB96BR010MR | Central compressed air and carrier air distribution system | 10QEB96BR010 | PRODUCTION
20QEB96BR010MR | Central compressed air and carrier air distribution system | 20QEB96BR010 | PRODUCTION
10QEB96BR020MR | Boiler 1 FGD compressed air distribution header to Boiler 1 FGD compressed air distribution header | 10QEB96BR020 | PRODUCTION |  |  | DN 100 | SA312 TP304L
20QEB96BR020MR | Boiler 1 FGD compressed air distribution header to Boiler 1 FGD compressed air distribution header | 20QEB96BR020 | PRODUCTION |  |  | DN 100 | SA312 TP304L
10QEB96CP501QP | Pressure Gauge | 10QEB96CP501 | PRODUCTION
20QEB96CP501QP | Pressure Gauge | 20QEB96CP501 | PRODUCTION
10QEB97BP001MR | Orifice | 10QEB97BP001 | PRODUCTION
20QEB97BP001MR | Orifice | 20QEB97BP001 | PRODUCTION
10QEB97BR010MR | Service Air to Bag filter unit 1 | 10QEB97BR010 | PRODUCTION |  |  | DN 40 | SA312 TP304L
20QEB97BR010MR | Service Air to Bag filter unit 1 | 20QEB97BR010 | PRODUCTION |  |  | DN 40 | SA312 TP304L
10QEB97BR011MR | Service Air to Bag filter unit 1 | 10QEB97BR011 | PRODUCTION |  |  | DN 6 | SA312 TP304L
20QEB97BR011MR | Service Air to Bag filter unit 1 | 20QEB97BR011 | PRODUCTION |  |  | DN 6 | SA312 TP304L
10QEB97BR012MR | Service Air to Bag filter unit 1 | 10QEB97BR012 | PRODUCTION |  |  | DN 40 | SA312 TP304L
20QEB97BR012MR | Service Air to Bag filter unit 1 | 20QEB97BR012 | PRODUCTION |  |  | DN 40 | SA312 TP304L
10QEB97CP501QP | Pressure Gauge | 10QEB97CP501 | PRODUCTION
20QEB97CP501QP | Pressure Gauge | 20QEB97CP501 | PRODUCTION
10QEB97GA001-J01 | Effic terminal box #1 | 10QEB97GA001 | PRODUCTION
20QEB97GA001-J01 | Effic terminal box #1 | 20QEB97GA001 | PRODUCTION
10QEB98AA501-Y | Solenoid Valve | 10QEB98AA501 | PRODUCTION |  |  | OPTIPOW 135 24VDC
10QEB98AA502-Y | Solenoid Valve | 10QEB98AA502 | PRODUCTION |  |  | OPTIPOW 135 24VDC
10QEB98AA503-Y | Solenoid Valve | 10QEB98AA503 | PRODUCTION |  |  | OPTIPOW 135 24VDC
10QEB98AA504-Y | Solenoid Valve | 10QEB98AA504 | PRODUCTION |  |  | OPTIPOW 135 24VDC
10QEB98AA505-Y | Solenoid Valve | 10QEB98AA505 | PRODUCTION |  |  | OPTIPOW 135 24VDC
10QEB98AA506-Y | Solenoid Valve | 10QEB98AA506 | PRODUCTION |  |  | OPTIPOW 135 24VDC
10QEB98AA507-Y | Solenoid Valve | 10QEB98AA507 | PRODUCTION |  |  | OPTIPOW 135 24VDC
10QEB98AA508-Y | Solenoid Valve | 10QEB98AA508 | PRODUCTION |  |  | OPTIPOW 135 24VDC
10QEB98AA509-Y | Solenoid Valve | 10QEB98AA509 | PRODUCTION |  |  | OPTIPOW 135 24VDC
10QEB98AA510-Y | Solenoid Valve | 10QEB98AA510 | PRODUCTION |  |  | OPTIPOW 135 24VDC
10QEB98AA511-Y | Solenoid Valve | 10QEB98AA511 | PRODUCTION |  |  | OPTIPOW 135 24VDC
10QEB98AA512-Y | Solenoid Valve | 10QEB98AA512 | PRODUCTION |  |  | OPTIPOW 135 24VDC
10QEB98AA513-Y | Solenoid Valve | 10QEB98AA513 | PRODUCTION |  |  | OPTIPOW 135 24VDC
10QEB98AA514-Y | Solenoid Valve | 10QEB98AA514 | PRODUCTION |  |  | OPTIPOW 135 24VDC
10QEB98AA515-Y | Solenoid Valve | 10QEB98AA515 | PRODUCTION |  |  | OPTIPOW 135 24VDC
10QEB98AA516-Y | Solenoid Valve | 10QEB98AA516 | PRODUCTION |  |  | OPTIPOW 135 24VDC
10QEB98AA517-Y | Solenoid Valve | 10QEB98AA517 | PRODUCTION |  |  | OPTIPOW 135 24VDC
10QEB98AA518-Y | Solenoid Valve | 10QEB98AA518 | PRODUCTION |  |  | OPTIPOW 135 24VDC
10QEB98BP001MR | Orifice | 10QEB98BP001 | PRODUCTION
20QEB98BP001MR | Orifice | 20QEB98BP001 | PRODUCTION
10QEB98BR010MR | Service Air to Bag filter unit 2 | 10QEB98BR010 | PRODUCTION |  |  | DN 40 | SA312 TP304L
20QEB98BR010MR | Service Air to Bag filter unit 2 | 20QEB98BR010 | PRODUCTION |  |  | DN 40 | SA312 TP304L
10QEB98BR011MR | Service Air to Bag filter unit 2 | 10QEB98BR011 | PRODUCTION |  |  | DN 6 | SA312 TP304L
20QEB98BR011MR | Service Air to Bag filter unit 2 | 20QEB98BR011 | PRODUCTION |  |  | DN 6 | SA312 TP304L
10QEB98BR012MR | Service Air to Bag filter unit 2 | 10QEB98BR012 | PRODUCTION |  |  | DN 40 | SA312 TP304L
20QEB98BR012MR | Service Air to Bag filter unit 2 | 20QEB98BR012 | PRODUCTION |  |  | DN 40 | SA312 TP304L
10QEB98CP501QP | Pressure Gauge | 10QEB98CP501 | PRODUCTION
20QEB98CP501QP | Pressure Gauge | 20QEB98CP501 | PRODUCTION
10QEB98GA001-J01 | Effic terminal box #2 | 10QEB98GA001 | PRODUCTION
20QEB98GA001-J01 | Effic terminal box #2 | 20QEB98GA001 | PRODUCTION
10QEB99AA501-Y | Solenoid Valve | 10QEB99AA501 | PRODUCTION |  |  | OPTIPOW 135 24VDC
10QEB99AA502-Y | Solenoid Valve | 10QEB99AA502 | PRODUCTION |  |  | OPTIPOW 135 24VDC
10QEB99AA503-Y | Solenoid Valve | 10QEB99AA503 | PRODUCTION |  |  | OPTIPOW 135 24VDC
10QEB99AA504-Y | Solenoid Valve | 10QEB99AA504 | PRODUCTION |  |  | OPTIPOW 135 24VDC
10QEB99AA505-Y | Solenoid Valve | 10QEB99AA505 | PRODUCTION |  |  | OPTIPOW 135 24VDC
10QEB99AA506-Y | Solenoid Valve | 10QEB99AA506 | PRODUCTION |  |  | OPTIPOW 135 24VDC
10QEB99AA507-Y | Solenoid Valve | 10QEB99AA507 | PRODUCTION |  |  | OPTIPOW 135 24VDC
10QEB99AA508-Y | Solenoid Valve | 10QEB99AA508 | PRODUCTION |  |  | OPTIPOW 135 24VDC
10QEB99AA509-Y | Solenoid Valve | 10QEB99AA509 | PRODUCTION |  |  | OPTIPOW 135 24VDC
10QEB99AA510-Y | Solenoid Valve | 10QEB99AA510 | PRODUCTION |  |  | OPTIPOW 135 24VDC
10QEB99AA511-Y | Solenoid Valve | 10QEB99AA511 | PRODUCTION |  |  | OPTIPOW 135 24VDC
10QEB99AA512-Y | Solenoid Valve | 10QEB99AA512 | PRODUCTION |  |  | OPTIPOW 135 24VDC
10QEB99AA513-Y | Solenoid Valve | 10QEB99AA513 | PRODUCTION |  |  | OPTIPOW 135 24VDC
10QEB99AA514-Y | Solenoid Valve | 10QEB99AA514 | PRODUCTION |  |  | OPTIPOW 135 24VDC
10QEB99AA515-Y | Solenoid Valve | 10QEB99AA515 | PRODUCTION |  |  | OPTIPOW 135 24VDC
10QEB99AA516-Y | Solenoid Valve | 10QEB99AA516 | PRODUCTION |  |  | OPTIPOW 135 24VDC
10QEB99AA517-Y | Solenoid Valve | 10QEB99AA517 | PRODUCTION |  |  | OPTIPOW 135 24VDC
10QEB99AA518-Y | Solenoid Valve | 10QEB99AA518 | PRODUCTION |  |  | OPTIPOW 135 24VDC
10QEB99BP001MR | Orifice | 10QEB99BP001 | PRODUCTION
20QEB99BP001MR | Orifice | 20QEB99BP001 | PRODUCTION
10QEB99BR010MR | Service Air to Bag filter unit 3 | 10QEB99BR010 | PRODUCTION |  |  | DN 40 | SA312 TP304L
20QEB99BR010MR | Service Air to Bag filter unit 3 | 20QEB99BR010 | PRODUCTION |  |  | DN 40 | SA312 TP304L
10QEB99BR011MR | Service Air to Bag filter unit 3 | 10QEB99BR011 | PRODUCTION |  |  | DN 6 | SA312 TP304L
20QEB99BR011MR | Service Air to Bag filter unit 3 | 20QEB99BR011 | PRODUCTION |  |  | DN 6 | SA312 TP304L
10QEB99BR012MR | Service Air to Bag filter unit 3 | 10QEB99BR012 | PRODUCTION |  |  | DN 40 | SA312 TP304L
20QEB99BR012MR | Service Air to Bag filter unit 3 | 20QEB99BR012 | PRODUCTION |  |  | DN 40 | SA312 TP304L
10QEB99CP501QP | Pressure Gauge | 10QEB99CP501 | PRODUCTION
20QEB99CP501QP | Pressure Gauge | 20QEB99CP501 | PRODUCTION
10QEB99GA001-J01 | Effic terminal box #3 | 10QEB99GA001 | PRODUCTION
20QEB99GA001-J01 | Effic terminal box #3 | 20QEB99GA001 | PRODUCTION
10QEU11AH001KC | Space heater | 10QEU11AH001 | PRODUCTION
20QEU11AH001KC | Space heater | 20QEU11AH001 | PRODUCTION
10QEU11BR010MR | Fluidizing air to Fluidizing fan, Air silencer | 10QEU11BR010 | PRODUCTION |  |  |  | carbon steel
20QEU11BR010MR | Fluidizing air to Fluidizing fan, Air silencer | 20QEU11BR010 | PRODUCTION |  |  |  | carbon steel
10QEU11BR020MR | Fluidizing fan, Air silencer to Air blower fluidizing air | 10QEU11BR020 | PRODUCTION |  |  |  | carbon steel
20QEU11BR020MR | Fluidizing fan, Air silencer to Air blower fluidizing air | 20QEU11BR020 | PRODUCTION |  |  |  | carbon steel
10QEU11CP501QP | Pressure gauge | 10QEU11CP501 | PRODUCTION
20QEU11CP501QP | Pressure gauge | 20QEU11CP501 | PRODUCTION
20QEU12AA001KA | Valve | 20QEU12AA001 | PRODUCTION |  |  |  | carbon steel
10QEU12AA051KA | Check Valve (general) | 10QEU12AA051 | PRODUCTION
20QEU12AA051KA | Check Valve (general) | 20QEU12AA051 | PRODUCTION
10QEU12BR010MR | Air blower fluidizing air to Bag filter | 10QEU12BR010 | PRODUCTION |  |  | DN 350 | carbon steel
20QEU12BR010MR | Air blower fluidizing air to Bag filter | 20QEU12BR010 | PRODUCTION |  |  | DN 350 | carbon steel
10QEU12BR011MR | Air blower fluidizing air to Bag filter | 10QEU12BR011 | PRODUCTION |  |  | DN 350 | SA106B
20QEU12BR011MR | Air blower fluidizing air to Bag filter | 20QEU12BR011 | PRODUCTION |  |  | DN 350 | SA106B
10QEU12BR012MR | Air blower fluidizing air to Bag filter | 10QEU12BR012 | PRODUCTION |  |  | DN 400 | SA106B
20QEU12BR012MR | Air blower fluidizing air to Bag filter | 20QEU12BR012 | PRODUCTION |  |  | DN 400 | SA106B
10QEU13BR010MR | Fluidizing air from fan to Bag filter to Bag filter | 10QEU13BR010 | PRODUCTION |  |  | DN 250 | SA106B
20QEU13BR010MR | Fluidizing air from fan to Bag filter to Bag filter | 20QEU13BR010 | PRODUCTION |  |  | DN 250 | SA106B
10QEU13CF501QP | Flow gauge | 10QEU13CF501 | PRODUCTION
20QEU13CF501QP | Flow gauge | 20QEU13CF501 | PRODUCTION
10QEU13CP501QP | Pressure Gauge | 10QEU13CP501 | PRODUCTION
20QEU13CP501QP | Pressure Gauge | 20QEU13CP501 | PRODUCTION
10QEU14BR010MR | Fluidizing air from fan to Bag filter to Bag filter | 10QEU14BR010 | PRODUCTION |  |  | DN 250 | SA106B
20QEU14BR010MR | Fluidizing air from fan to Bag filter to Bag filter | 20QEU14BR010 | PRODUCTION |  |  | DN 250 | SA106B
10QEU14CF501QP | Flow gauge | 10QEU14CF501 | PRODUCTION
20QEU14CF501QP | Flow gauge | 20QEU14CF501 | PRODUCTION
10QEU14CP501QP | Pressure Gauge | 10QEU14CP501 | PRODUCTION
20QEU14CP501QP | Pressure Gauge | 20QEU14CP501 | PRODUCTION
10QEU15BR010MR | Fluidizing air from fan to Bag filter to Bag filter | 10QEU15BR010 | PRODUCTION |  |  | DN 250 | SA106B
20QEU15BR010MR | Fluidizing air from fan to Bag filter to Bag filter | 20QEU15BR010 | PRODUCTION |  |  | DN 250 | SA106B
10QEU15CF501QP | Flow gauge | 10QEU15CF501 | PRODUCTION
20QEU15CF501QP | Flow gauge | 20QEU15CF501 | PRODUCTION
10QEU15CP501QP | Pressure Gauge | 10QEU15CP501 | PRODUCTION
20QEU15CP501QP | Pressure Gauge | 20QEU15CP501 | PRODUCTION
10QEU17BR010MR | Fluidizing air from fan to Bag filter to Hydrator | 10QEU17BR010 | PRODUCTION |  |  | DN 150 | SA106B
20QEU17BR010MR | Fluidizing air from fan to Bag filter to Hydrator | 20QEU17BR010 | PRODUCTION |  |  | DN 150 | SA106B
10QEU17BR020MR | Fluidizing air from fan to Service water to Hydrator, Boiler 1 | 10QEU17BR020 | PRODUCTION |  |  | DN 50 | carbon steel
20QEU17BR020MR | Fluidizing air from fan to Service water to Hydrator, Boiler 1 | 20QEU17BR020 | PRODUCTION |  |  | DN 50 | carbon steel
10QEU17CP501QP | Pressure Gauge | 10QEU17CP501 | PRODUCTION
20QEU17CP501QP | Pressure Gauge | 20QEU17CP501 | PRODUCTION
10QEU18BP001MR | Orifice | 10QEU18BP001 | PRODUCTION
20QEU18BP001MR | Orifice | 20QEU18BP001 | PRODUCTION
10QEU18BP002MR | Orifice | 10QEU18BP002 | PRODUCTION
20QEU18BP002MR | Orifice | 20QEU18BP002 | PRODUCTION
10QEU18BP003MR | Orifice | 10QEU18BP003 | PRODUCTION
20QEU18BP003MR | Orifice | 20QEU18BP003 | PRODUCTION
10QEU18BP004MR | Orifice | 10QEU18BP004 | PRODUCTION
20QEU18BP004MR | Orifice | 20QEU18BP004 | PRODUCTION
10QEU18BP005MR | Orifice | 10QEU18BP005 | PRODUCTION
20QEU18BP005MR | Orifice | 20QEU18BP005 | PRODUCTION
10QEU18BP006MR | Orifice | 10QEU18BP006 | PRODUCTION
20QEU18BP006MR | Orifice | 20QEU18BP006 | PRODUCTION
10QEU18BP007MR | Orifice | 10QEU18BP007 | PRODUCTION
20QEU18BP007MR | Orifice | 20QEU18BP007 | PRODUCTION
10QEU18BP008MR | Orifice | 10QEU18BP008 | PRODUCTION
20QEU18BP008MR | Orifice | 20QEU18BP008 | PRODUCTION
10QEU18BR010MR | Fluidizing air distribution branch to Boiler 1 hydrator and mixer pipe rack inlet 1 to Boiler 1 hydrator and mixer pipe rack inlet 2 | 10QEU18BR010 | PRODUCTION |  |  | DN 50 | SA106B
20QEU18BR010MR | Fluidizing air distribution branch to Boiler 1 hydrator and mixer pipe rack inlet 1 to Boiler 1 hydrator and mixer pipe rack inlet 2 | 20QEU18BR010 | PRODUCTION |  |  | DN 50 | SA106B
10QEU18BR020MR | Fluidizing air from fan to Mixer | 10QEU18BR020 | PRODUCTION |  |  | DN 50 | carbon steel
20QEU18BR020MR | Fluidizing air from fan to Mixer | 20QEU18BR020 | PRODUCTION |  |  | DN 50 | carbon steel
10QEU18BR021MR | Fluidizing air from fan to Hydrator | 10QEU18BR021 | PRODUCTION |  |  | DN 20 | carbon steel
20QEU18BR021MR | Fluidizing air from fan to Hydrator | 20QEU18BR021 | PRODUCTION |  |  | DN 20 | carbon steel
10QEU18BR022MR | Fluidizing air from fan to Hydrator | 10QEU18BR022 | PRODUCTION |  |  | DN 20 | carbon steel
20QEU18BR022MR | Fluidizing air from fan to Hydrator | 20QEU18BR022 | PRODUCTION |  |  | DN 20 | carbon steel
10QEU18BR023MR | Fluidizing air from fan to Hydrator | 10QEU18BR023 | PRODUCTION |  |  | DN 20 | carbon steel
20QEU18BR023MR | Fluidizing air from fan to Hydrator | 20QEU18BR023 | PRODUCTION |  |  | DN 20 | carbon steel
10QEU18BR024MR | Fluidizing air from fan to Hydrator | 10QEU18BR024 | PRODUCTION |  |  | DN 20 | carbon steel
20QEU18BR024MR | Fluidizing air from fan to Hydrator | 20QEU18BR024 | PRODUCTION |  |  | DN 20 | carbon steel
10QEU18BR025MR | Fluidizing air from fan to Mixer | 10QEU18BR025 | PRODUCTION |  |  |  | carbon steel
20QEU18BR025MR | Fluidizing air from fan to Mixer | 20QEU18BR025 | PRODUCTION |  |  |  | carbon steel
10QEU18BR026MR | Fluidizing air from fan to Mixer | 10QEU18BR026 | PRODUCTION |  |  |  | carbon steel
20QEU18BR026MR | Fluidizing air from fan to Mixer | 20QEU18BR026 | PRODUCTION |  |  |  | carbon steel
10QEU18BR027MR | Fluidizing air from fan to Mixer | 10QEU18BR027 | PRODUCTION |  |  |  | carbon steel
20QEU18BR027MR | Fluidizing air from fan to Mixer | 20QEU18BR027 | PRODUCTION |  |  |  | carbon steel
10QEU18BR028MR | Fluidizing air from fan to Mixer | 10QEU18BR028 | PRODUCTION |  |  |  | carbon steel
20QEU18BR028MR | Fluidizing air from fan to Mixer | 20QEU18BR028 | PRODUCTION |  |  |  | carbon steel
10QEU18CP501QP | Pressure Gauge | 10QEU18CP501 | PRODUCTION
20QEU18CP501QP | Pressure Gauge | 20QEU18CP501 | PRODUCTION
10QEU18CP502QP | Pressure Gauge | 10QEU18CP502 | PRODUCTION
20QEU18CP502QP | Pressure Gauge | 20QEU18CP502 | PRODUCTION
10QEU18CP503QP | Pressure Gauge | 10QEU18CP503 | PRODUCTION
20QEU18CP503QP | Pressure Gauge | 20QEU18CP503 | PRODUCTION
10QEU18CP504QP | Pressure Gauge | 10QEU18CP504 | PRODUCTION
20QEU18CP504QP | Pressure Gauge | 20QEU18CP504 | PRODUCTION
10QEU18CP505QP | Pressure Gauge | 10QEU18CP505 | PRODUCTION
20QEU18CP505QP | Pressure Gauge | 20QEU18CP505 | PRODUCTION
10QEU18CP506QP | Pressure Gauge | 10QEU18CP506 | PRODUCTION
20QEU18CP506QP | Pressure Gauge | 20QEU18CP506 | PRODUCTION
10QEU18CP507QP | Pressure Gauge | 10QEU18CP507 | PRODUCTION
20QEU18CP507QP | Pressure Gauge | 20QEU18CP507 | PRODUCTION
10QEU18CP508QP | Pressure Gauge | 10QEU18CP508 | PRODUCTION
20QEU18CP508QP | Pressure Gauge | 20QEU18CP508 | PRODUCTION
10QEU19BR010MR | Fluidizing air from fan to Fluidizing air from fan | 10QEU19BR010 | PRODUCTION |  |  | DN 50 | carbon steel
20QEU19BR010MR | Fluidizing air from fan to Fluidizing air from fan | 20QEU19BR010 | PRODUCTION |  |  | DN 50 | carbon steel
10QEU19BR021MR | Fluidizing air from fan to Spay nozzle (pipe) /agaist flow | 10QEU19BR021 | PRODUCTION |  |  | DN 20 | TBD
20QEU19BR021MR | Fluidizing air from fan to Spay nozzle (pipe) /agaist flow | 20QEU19BR021 | PRODUCTION |  |  | DN 20 | TBD
10QEU19BR022MR | Fluidizing air from fan to Spay nozzle (pipe) /agaist flow | 10QEU19BR022 | PRODUCTION |  |  | DN 20 | TBD
20QEU19BR022MR | Fluidizing air from fan to Spay nozzle (pipe) /agaist flow | 20QEU19BR022 | PRODUCTION |  |  | DN 20 | TBD
10QEU19BR023MR | Fluidizing air from fan to Spay nozzle (pipe) /agaist flow | 10QEU19BR023 | PRODUCTION |  |  | DN 20 | TBD
20QEU19BR023MR | Fluidizing air from fan to Spay nozzle (pipe) /agaist flow | 20QEU19BR023 | PRODUCTION |  |  | DN 20 | TBD
10QEU19BR024MR | Fluidizing air from fan to Spay nozzle (pipe) /agaist flow | 10QEU19BR024 | PRODUCTION |  |  | DN 20 | TBD
20QEU19BR024MR | Fluidizing air from fan to Spay nozzle (pipe) /agaist flow | 20QEU19BR024 | PRODUCTION |  |  | DN 20 | TBD
10QEU19BR025MR | Fluidizing air from fan to Spay nozzle (pipe) /agaist flow | 10QEU19BR025 | PRODUCTION |  |  | DN 20 | TBD
20QEU19BR025MR | Fluidizing air from fan to Spay nozzle (pipe) /agaist flow | 20QEU19BR025 | PRODUCTION |  |  | DN 20 | TBD
10QEU19BR026MR | Fluidizing air from fan to Spay nozzle (pipe) /agaist flow | 10QEU19BR026 | PRODUCTION |  |  | DN 20 | TBD
20QEU19BR026MR | Fluidizing air from fan to Spay nozzle (pipe) /agaist flow | 20QEU19BR026 | PRODUCTION |  |  | DN 20 | TBD
10QEU19BR027MR | Fluidizing air from fan to Spay nozzle (pipe) /agaist flow | 10QEU19BR027 | PRODUCTION |  |  | DN 20 | TBD
20QEU19BR027MR | Fluidizing air from fan to Spay nozzle (pipe) /agaist flow | 20QEU19BR027 | PRODUCTION |  |  | DN 20 | TBD
10QEU31AH001KC | Space heater | 10QEU31AH001 | PRODUCTION
20QEU31AH001KC | Space heater | 20QEU31AH001 | PRODUCTION
20QEU31AN001KN | Air blower fluidizing air | 20QEU31AN001 | PRODUCTION |  |  | BK 5,99/ 20
20QEU31AN001-M01 | Air blower fluidizing air - Motor | 20QEU31AN001 | PRODUCTION |  |  | M3BP 280SMC 2 | Carbon steel
20QEU31AN002KN | Evacuation fan | 20QEU31AN002 | PRODUCTION
20QEU31AN002-M01 | Evacuation fan - Motor | 20QEU31AN002 | PRODUCTION
10QEU31BR010MR | Fluidizing air to Fluidizing fan, Air silencer | 10QEU31BR010 | PRODUCTION |  |  |  | carbon steel
20QEU31BR010MR | Fluidizing air to Fluidizing fan, Air silencer | 20QEU31BR010 | PRODUCTION |  |  |  | carbon steel
10QEU31BR020MR | Fluidizing fan, Air silencer to Air blower fluidizing air | 10QEU31BR020 | PRODUCTION |  |  |  | carbon steel
20QEU31BR020MR | Fluidizing fan, Air silencer to Air blower fluidizing air | 20QEU31BR020 | PRODUCTION |  |  |  | carbon steel
10QEU31CP501QP | Pressure gauge | 10QEU31CP501 | PRODUCTION
20QEU31CP501QP | Pressure gauge | 20QEU31CP501 | PRODUCTION
20QEU32AA001KA | Fluidizing air valve | 20QEU32AA001 | PRODUCTION |  |  |  | carbon steel
10QEU32AA051KA | Check Valve (general) | 10QEU32AA051 | PRODUCTION
20QEU32AA051KA | General compressed air and carrier air supply , Check valve | 20QEU32AA051 | PRODUCTION
10QEU32AA102KA | Valves_and_Actuators | 10QEU32AA102 | PRODUCTION
20QEU32AA102KA | Valves_and_Actuators | 20QEU32AA102 | PRODUCTION
10QEU32AA201KA | Fluidizing air on/off valve - Open | 10QEU32AA201 | PRODUCTION
10QEU32AA201QN | Actuator, 5/2-Way Valve | 10QEU32AA201 | PRODUCTION
10QEU32AA201-Y | 5/2-Way Valve | 10QEU32AA201 | PRODUCTION
20QEU32AA201KA | Fluidizing air on/off valve - Open | 20QEU32AA201 | PRODUCTION
20QEU32AA201QN | Actuator, 5/2-Way Valve | 20QEU32AA201 | PRODUCTION
20QEU32AA201-Y | 5/2-Way Valve | 20QEU32AA201 | PRODUCTION
10QEU32AA202KA | Fluidizing air on/off valve - Close | 10QEU32AA202 | PRODUCTION
10QEU32AA202QN | Actuator, 5/2-Way Valve | 10QEU32AA202 | PRODUCTION
10QEU32AA202-Y | 5/2-Way Valve | 10QEU32AA202 | PRODUCTION
20QEU32AA202KA | Fluidizing air on/off valve - Close | 20QEU32AA202 | PRODUCTION
20QEU32AA202QN | Actuator, 5/2-Way Valve | 20QEU32AA202 | PRODUCTION
20QEU32AA202-Y | 5/2-Way Valve | 20QEU32AA202 | PRODUCTION
10QEU32BR010MR | Air blower fluidizing air expansion joint to Fluidizing air lines | 10QEU32BR010 | PRODUCTION |  |  | DN 350 | SA106B
20QEU32BR010MR | Air blower fluidizing air to Fluidizing air lines | 20QEU32BR010 | PRODUCTION |  |  | DN 350 | SA106B
10QEU32BR011MR | Air blower fluidizing air to Fluidizing air lines | 10QEU32BR011 | PRODUCTION |  |  | DN 350 | SA106B
20QEU32BR011MR | Air blower fluidizing air to Fluidizing air lines | 20QEU32BR011 | PRODUCTION |  |  | DN 350 | SA106B
10QEU41BR010MR | to Conveying air, silencer | 10QEU41BR010 | PRODUCTION |  |  |  | carbon steel
20QEU41BR010MR | to Conveying air, silencer | 20QEU41BR010 | PRODUCTION |  |  |  | carbon steel
10QEU41BR020MR | Conveying air, silencer to Conveying air blower | 10QEU41BR020 | PRODUCTION |  |  |  | carbon steel
20QEU41BR020MR | Conveying air, silencer to Conveying air blower | 20QEU41BR020 | PRODUCTION |  |  |  | carbon steel
10QEU41CH101-A01 | Conveying air blower, Local Control | 10QEU41CH101 | PRODUCTION
10QEU41CH101-S01 | Conveying air blower, Local Control | 10QEU41CH101 | PRODUCTION
20QEU41CH101-A01 | Conveying air blower, Local Control | 20QEU41CH101 | PRODUCTION
20QEU41CH101-S01 | Conveying air blower, Local Control | 20QEU41CH101 | PRODUCTION
10QEU42AA001KA | Conveying air valve | 10QEU42AA001 | PRODUCTION
10QEU42AA051KA | Conveying air valve | 10QEU42AA051 | PRODUCTION
20QEU42AA051KA | Conveying air valve | 20QEU42AA051 | PRODUCTION
10QEU42AA401KA | Conveying air valve | 10QEU42AA401 | PRODUCTION
20QEU42AA401KA | Conveying air valve | 20QEU42AA401 | PRODUCTION
10QEU42BR010MR | Conveying air blower to Reagent silo filling pipe | 10QEU42BR010 | PRODUCTION |  |  |  | carbon steel
20QEU42BR010MR | Conveying air blower to Reagent silo filling pipe | 20QEU42BR010 | PRODUCTION |  |  |  | carbon steel
10QEU42CP501QP | Pressure Gauge | 10QEU42CP501 | PRODUCTION
20QEU42CP501QP | Pressure Gauge | 20QEU42CP501 | PRODUCTION
10QFA11AN001-M01 | Oil Free Screw Air Compressor -A, motor | 10QFA11AN001 | PRODUCTION |  |  | 1LE7503-3AB69-0FA4-Z
10QFA11AT001-E01 | Air Dryer-A | 10QFA11AT001 | PRODUCTION
10QFA11AT001-M01 | Air Dryer -A, motor | 10QFA11AT001 | PRODUCTION
20QFA11AT001-M01 | Air Dryer -A, motor | 20QFA11AT001 | PRODUCTION
10QFA11CM001QB | Dew Point Meter | 10QFA11CM001 | PRODUCTION |  |  | SF72-TX+B1+C1+D2 (WITH SS SINTERED GUARD)
10QFA11CM001-U01 | Dew Point Meter, transmitter | 10QFA11CM001 | PRODUCTION
20QFA11CM001QB | Dew Point Meter | 20QFA11CM001 | PRODUCTION |  |  | SF72-TX+B1+C1+D2 (WITH SS SINTERED GUARD)
20QFA11CM001-U01 | Dew Point Meter, transmitter | 20QFA11CM001 | PRODUCTION
10QFA11CP501QP | Pressure Gauge | 10QFA11CP501 | PRODUCTION |  |  | BSPG-V-100-S6S-S6S-S6S-S4S-T15NTM-(0-16)-BAR- 0R5
20QFA11CP501QP | Pressure Gauge | 20QFA11CP501 | PRODUCTION |  |  | BSPG-V-100-S6S-S6S-S6S-S4S-T15NTM-(0-16)-BAR- 0R5
10QFA11CT501QP | Temperature Gauge | 10QFA11CT501 | PRODUCTION |  |  | BDT-V-10-S6-C-200-S6-15NTM-0 to100-A
20QFA11CT501QP | Temperature Gauge | 20QFA11CT501 | PRODUCTION |  |  | BDT-V-10-S6-C-200-S6-15NTM-0 to100-A
10QFA12AA003KA | CHECK VALVE TO DRIER | 10QFA12AA003 | PRODUCTION
20QFA12AA003KA | CHECK VALVE TO DRIER | 20QFA12AA003 | PRODUCTION
10QFA12AN001-M01 | Oil Free Screw Air Compressor -B, motor | 10QFA12AN001 | PRODUCTION |  |  | 1LE7503-3AB69-0FA4-Z
10QFA12AT001-E01 | Air Dryer-B | 10QFA12AT001 | PRODUCTION
10QFA12AT001-M01 | Air Dryer -B | 10QFA12AT001 | PRODUCTION
20QFA12AT001-M01 | Air Dryer -B | 20QFA12AT001 | PRODUCTION
10QFA13AN001-M01 | Oil Free Screw Air Compressor -C, motor | 10QFA13AN001 | PRODUCTION |  |  | 1LE7503-3AB69-0FA4-Z
00QFB03BR001MR | Instrument air header to dust filter on flight chain conveyor 4105 | 00QFB03BR001 | PRODUCTION |  |  |  | A312 TP 304
00QFB04BR001MR | Instrument air header to dust filter on flight chain conveyor 4205 | 00QFB04BR001 | PRODUCTION |  |  |  | A312 TP 304
00QFB05BR001MR | Instrument air header to dust filter on small disk screen 4110 | 00QFB05BR001 | PRODUCTION |  |  |  | A312 TP 304
00QFB06BR001MR | Instrument air header to valve at 4109 pneumatic flap | 00QFB06BR001 | PRODUCTION |  |  |  | A312 TP 304
00QFB07BR001MR | Instrument air header to pneumatic flap valve at 4110 | 00QFB07BR001 | PRODUCTION |  |  |  | A312 TP 304
00QFB08BR001MR | Instrument air header to dust filter on the belt conveyor 4144 | 00QFB08BR001 | PRODUCTION |  |  |  | A312 TP 304
00QFB09BR001MR | Instrument air header to central lubrication in screening house area | 00QFB09BR001 | PRODUCTION |  |  |  | A312 TP 304
10QFB10AA001KA | Ball Valve | 10QFB10AA001 | PRODUCTION
20QFB10AA001KA | Valve | 20QFB10AA001 | PRODUCTION
10QFB10AA401-Y01 | Solenoid valve for turbine control valve drains | 10QFB10AA401 | PRODUCTION
20QFB10AA401-Y01 | Solenoid valve for turbine control valve drains | 20QFB10AA401 | PRODUCTION
10QFB10AA402-Y01 | Solenoid valve block for Turbine drains | 10QFB10AA402 | PRODUCTION
20QFB10AA402-Y01 | Solenoid valve block for Turbine drains | 20QFB10AA402 | PRODUCTION
10QFB10AA407-Y01 | Solenoid valve block for Front gland sealing drains | 10QFB10AA407 | PRODUCTION
20QFB10AA407-Y01 | Solenoid valve block for Front gland sealing drains | 20QFB10AA407 | PRODUCTION
10QFB10AA701KA | Valve | 10QFB10AA701 | PRODUCTION
20QFB10AA701KA | Valve | 20QFB10AA701 | PRODUCTION
10QFB10AA801KA | Valve | 10QFB10AA801 | PRODUCTION
20QFB10AA801KA | Valve | 20QFB10AA801 | PRODUCTION
10QFB10AA811KA | Valve | 10QFB10AA811 | PRODUCTION
20QFB10AA811KA | Valve | 20QFB10AA811 | PRODUCTION
10QFB10AA821KA | Valve | 10QFB10AA821 | PRODUCTION
20QFB10AA821KA | Valve | 20QFB10AA821 | PRODUCTION
00QFB10BR001MR | Instrument air header to dust filter on the flight chain conveyor 4145 | 00QFB10BR001 | PRODUCTION |  |  |  | A312 TP 304
00QFB10BR010MR | Instrument Air form plant Service Air system (SP) to Instrument Air to boilers 1 and 2 (Andritz) | 00QFB10BR010 | PRODUCTION
00QFB10BR020MR | Central control air distribution system | 00QFB10BR020 | PRODUCTION
20QFB11AA101KA | Ball valve | 20QFB11AA101 | PRODUCTION
20QFB11AA494KA | Ball valve | 20QFB11AA494 | PRODUCTION |  |  | BL0802 | A182F304
20QFB11AA592KA | Globe valve | 20QFB11AA592 | PRODUCTION |  |  | 15DN | SSASTMA182F304
10QFB11CP101-F01 | Pressure Switch | 10QFB11CP101 | PRODUCTION
20QFB11CP101-F01 | Pressure Switch | 20QFB11CP101 | PRODUCTION
10QFB11CT501QP | Temperature Gauge | 10QFB11CT501 | PRODUCTION |  |  | BDT-V-10-S6-C-200-S6-15NTM-0 to100-A
20QFB11CT501QP | Temperature Gauge | 20QFB11CT501 | PRODUCTION |  |  | BDT-V-10-S6-C-200-S6-15NTM-0 to100-A
10QFB11CT502QP | Temperature Gauge | 10QFB11CT502 | PRODUCTION |  |  | BDT-V-10-S6-C-200-S6-15NTM-0 to100-A
20QFB11CT502QP | Temperature Gauge | 20QFB11CT502 | PRODUCTION |  |  | BDT-V-10-S6-C-200-S6-15NTM-0 to100-A
10QFB12AA101KA | Ball valve | 10QFB12AA101 | PRODUCTION
20QFB12AA101KA | Ball valve | 20QFB12AA101 | PRODUCTION
10QFB12AA301KA | Globe valve | 10QFB12AA301 | PRODUCTION
20QFB12AA301KA | Globe valve | 20QFB12AA301 | PRODUCTION
10QFB12BR001MR | Instrument Air | 10QFB12BR001 | PRODUCTION
20QFB12BR001MR | Instrument Air | 20QFB12BR001 | PRODUCTION
20QFB13AA101KA | Ball valve | 20QFB13AA101 | PRODUCTION |  |  | BL0802 | A182F304
10QFB13AA301KA | Globe valve | 10QFB13AA301 | PRODUCTION
20QFB13AA301KA | Globe valve | 20QFB13AA301 | PRODUCTION
10QFB13BR001MR | Instrument air header to swas unit-1 | 10QFB13BR001 | PRODUCTION |  |  |  | A312 TP 304
20QFB13BR001MR | Instrument Air | 20QFB13BR001 | PRODUCTION |  |  |  | A312 TP 304
20QFB14AA101KA | Ball valve | 20QFB14AA101 | PRODUCTION |  |  | BSPG-V
10QFB14AA301KA | Globe valve | 10QFB14AA301 | PRODUCTION
20QFB14AA301KA | Globe valve | 20QFB14AA301 | PRODUCTION
10QFB14BR001MR | Instrument Air | 10QFB14BR001 | PRODUCTION
20QFB14BR001MR | Central control air distribution system | 20QFB14BR001 | PRODUCTION
10QFB15AA301KA | Globe valve | 10QFB15AA301 | PRODUCTION
20QFB15AA301KA | Globe valve | 20QFB15AA301 | PRODUCTION
10QFB15BR001MR | Instrument Air | 10QFB15BR001 | PRODUCTION |  |  |  | A312 TP 304
20QFB15BR001MR | Instrument air header to swas unit-2 | 20QFB15BR001 | PRODUCTION |  |  |  | A312 TP 304
10QFB16AA495KA | Ball Valve | 10QFB16AA495 | PRODUCTION |  |  | BL0802 | A182F304
10QFB16AA593KA | Globe valve | 10QFB16AA593 | PRODUCTION |  |  | CI800 | SSASTMA182F304
10QFB16BR001MR | Instrument Air | 10QFB16BR001 | PRODUCTION |  |  | PD6210 | A216GRWCB
00QFB17BR001MR | Instrument air header to c&i lab | 00QFB17BR001 | PRODUCTION |  |  |  | A312 TP 304
00QFB18BR002MR | Instrument air header to auxiliary boiler | 00QFB18BR002 | PRODUCTION |  |  |  | A312 TP 304
00QFB19BR001MR | Instrument air header to laboratory equipment building | 00QFB19BR001 | PRODUCTION |  |  |  | A312 TP 304
10QFB20BR010MR | Instrument Air form plant Service Air system (SP) to Instrument Air distribution, Boiler 1 | 10QFB20BR010 | PRODUCTION |  |  | DN 80 | SA312 TP304L
20QFB20BR010MR | Instrument Air form plant Service Air system (SP) to Instrument Air distribution, Boiler 1 | 20QFB20BR010 | PRODUCTION |  |  | DN 80 | SA312 TP304L
10QFB20BR011MR | Instrument Air to Draining | 10QFB20BR011 | PRODUCTION |  |  | DN 25 | SA312 TP304L
20QFB20BR011MR | Instrument Air to Draining | 20QFB20BR011 | PRODUCTION |  |  | DN 25 | SA312 TP304L
10QFB20BR020MR | Instrument Air to Flue gas cleaning system | 10QFB20BR020 | PRODUCTION |  |  | DN 25 | SA312 TP304L
20QFB20BR020MR | Instrument Air form plant Service Air system (SP) to Instrument Air distribution, Boiler 2 | 20QFB20BR020 | PRODUCTION |  |  | DN 80 | SA312 TP304L
10QFB20BR030MR | Instrument Air to Flue gas cleaning system | 10QFB20BR030 | PRODUCTION |  |  | DN 25 | SA312 TP304L
20QFB20BR030MR | Instrument Air to Flue gas cleaning system | 20QFB20BR030 | PRODUCTION |  |  | DN 25 | SA312 TP304L
10QFB21BR010MR | Instrument Air to Instrument Air distributing pipe, left | 10QFB21BR010 | PRODUCTION |  |  | DN 80 | SA312 TP304L
20QFB21BR010MR | Instrument Air to Instrument Air distributing pipe, left | 20QFB21BR010 | PRODUCTION |  |  | DN 80 | SA312 TP304L
10QFB21BR011MR | Instrument Air to Instrument Air distributing pipe, left | 10QFB21BR011 | PRODUCTION |  |  | DN 80 | SA312 TP304L
20QFB21BR011MR | Instrument Air to Instrument Air distributing pipe, left | 20QFB21BR011 | PRODUCTION |  |  | DN 80 | SA312 TP304L
10QFB21BR015MR | Instrument Air to Level 1, left side | 10QFB21BR015 | PRODUCTION |  |  | DN 25 | SA312 TP304L
20QFB21BR015MR | Instrument Air to Level 1, left side | 20QFB21BR015 | PRODUCTION |  |  | DN 25 | SA312 TP304L
10QFB21BR016MR | Instrument Air to Level 1, left side | 10QFB21BR016 | PRODUCTION |  |  | DN 25 | SA312 TP304L
20QFB21BR016MR | Instrument Air to Level 1, left side | 20QFB21BR016 | PRODUCTION |  |  | DN 25 | SA312 TP304L
10QFB21BR020MR | Instrument Air to Level 1, left side | 10QFB21BR020 | PRODUCTION |  |  | DN 25 | SA312 TP304L
20QFB21BR020MR | Instrument Air to Level 1, left side | 20QFB21BR020 | PRODUCTION |  |  | DN 25 | SA312 TP304L
10QFB21BR021MR | Instrument Air to Level 1, left side | 10QFB21BR021 | PRODUCTION |  |  | DN 25 | SA312 TP304L
20QFB21BR021MR | Instrument Air to Level 1, left side | 20QFB21BR021 | PRODUCTION |  |  | DN 25 | SA312 TP304L
10QFB21BR030MR | Instrument Air to Level 2, left side | 10QFB21BR030 | PRODUCTION |  |  | DN 25 | SA312 TP304L
20QFB21BR030MR | Instrument Air to Level 2, left side | 20QFB21BR030 | PRODUCTION |  |  | DN 25 | SA312 TP304L
10QFB21BR031MR | Instrument Air to Level 2, left side | 10QFB21BR031 | PRODUCTION |  |  | DN 25 | SA312 TP304L
20QFB21BR031MR | Instrument Air to Level 2, left side | 20QFB21BR031 | PRODUCTION |  |  | DN 25 | SA312 TP304L
10QFB21BR040MR | Instrument Air to Level 3, left side | 10QFB21BR040 | PRODUCTION |  |  | DN 25 | SA312 TP304L
20QFB21BR040MR | Instrument Air to Level 3, left side | 20QFB21BR040 | PRODUCTION |  |  | DN 25 | SA312 TP304L
10QFB21BR041MR | Instrument Air to Level 3, left side | 10QFB21BR041 | PRODUCTION |  |  | DN 25 | SA312 TP304L
20QFB21BR041MR | Instrument Air to Level 3, left side | 20QFB21BR041 | PRODUCTION |  |  | DN 25 | SA312 TP304L
10QFB21BR050MR | Instrument Air to Level 4, left side | 10QFB21BR050 | PRODUCTION |  |  | DN 25 | SA312 TP304L
20QFB21BR050MR | Instrument Air to Level 4, left side | 20QFB21BR050 | PRODUCTION |  |  | DN 25 | SA312 TP304L
10QFB21BR051MR | Instrument Air to Level 4, left side | 10QFB21BR051 | PRODUCTION |  |  | DN 25 | SA312 TP304L
20QFB21BR051MR | Instrument Air to Level 4, left side | 20QFB21BR051 | PRODUCTION |  |  | DN 25 | SA312 TP304L
10QFB21BR060MR | Instrument Air to Level 5, left side | 10QFB21BR060 | PRODUCTION |  |  | DN 25 | SA312 TP304L
20QFB21BR060MR | Instrument Air to Level 5, left side | 20QFB21BR060 | PRODUCTION |  |  | DN 25 | SA312 TP304L
10QFB21BR061MR | Instrument Air to Level 5, left side | 10QFB21BR061 | PRODUCTION |  |  | DN 25 | SA312 TP304L
20QFB21BR061MR | Instrument Air to Level 5, left side | 20QFB21BR061 | PRODUCTION |  |  | DN 25 | SA312 TP304L
10QFB21BR070MR | Instrument Air to Level 6, left side | 10QFB21BR070 | PRODUCTION |  |  | DN 25 | SA312 TP304L
20QFB21BR070MR | Instrument Air to Level 6, left side | 20QFB21BR070 | PRODUCTION |  |  | DN 25 | SA312 TP304L
10QFB21BR071MR | Instrument Air to Level 6, left side | 10QFB21BR071 | PRODUCTION |  |  | DN 25 | SA312 TP304L
20QFB21BR071MR | Instrument Air to Level 6, left side | 20QFB21BR071 | PRODUCTION |  |  | DN 25 | SA312 TP304L
10QFB21BR080MR | Instrument Air to Level 7, left side | 10QFB21BR080 | PRODUCTION |  |  | DN 25 | SA312 TP304L
20QFB21BR080MR | Instrument Air to Level 7, left side | 20QFB21BR080 | PRODUCTION |  |  | DN 25 | SA312 TP304L
10QFB21BR081MR | Instrument Air to Level 7, left side | 10QFB21BR081 | PRODUCTION |  |  | DN 25 | SA312 TP304L
20QFB21BR081MR | Instrument Air to Level 7, left side | 20QFB21BR081 | PRODUCTION |  |  | DN 25 | SA312 TP304L
10QFB21BR085MR | Instrument Air to Level 7, left side | 10QFB21BR085 | PRODUCTION |  |  | DN 25 | SA312 TP304L
20QFB21BR085MR | Instrument Air to Level 7, left side | 20QFB21BR085 | PRODUCTION |  |  | DN 25 | SA312 TP304L
10QFB21BR086MR | Instrument Air to Level 7, left side | 10QFB21BR086 | PRODUCTION |  |  | DN 25 | SA312 TP304L
20QFB21BR086MR | Instrument Air to Level 7, left side | 20QFB21BR086 | PRODUCTION |  |  | DN 25 | SA312 TP304L
10QFB21BR090MR | Instrument Air to Level 8, left side | 10QFB21BR090 | PRODUCTION |  |  | DN 25 | SA312 TP304L
20QFB21BR090MR | Instrument Air to Level 8, left side | 20QFB21BR090 | PRODUCTION |  |  | DN 25 | SA312 TP304L
10QFB21BR091MR | Instrument Air to Level 8, left side | 10QFB21BR091 | PRODUCTION |  |  | DN 25 | SA312 TP304L
20QFB21BR091MR | Instrument Air to Level 8, left side | 20QFB21BR091 | PRODUCTION |  |  | DN 25 | SA312 TP304L
10QFB21BR095MR | Instrument Air to Level 8, left side | 10QFB21BR095 | PRODUCTION |  |  | DN 25 | SA312 TP304L
20QFB21BR095MR | Instrument Air to Level 8, left side | 20QFB21BR095 | PRODUCTION |  |  | DN 25 | SA312 TP304L
10QFB21BR096MR | Instrument Air to Level 8, left side | 10QFB21BR096 | PRODUCTION |  |  | DN 25 | SA312 TP304L
20QFB21BR096MR | Instrument Air to Level 8, left side | 20QFB21BR096 | PRODUCTION |  |  | DN 25 | SA312 TP304L
10QFB22AA010KA | Ball Valve | 10QFB22AA010 | PRODUCTION
20QFB22AA010KA | Ball Valve | 20QFB22AA010 | PRODUCTION
10QFB22BR010MR | Instrument Air to Instrument Air distributing pipe, right | 10QFB22BR010 | PRODUCTION |  |  | DN 80 | SA312 TP304L
20QFB22BR010MR | Instrument Air to Instrument Air distributing pipe, right | 20QFB22BR010 | PRODUCTION |  |  | DN 80 | SA312 TP304L
10QFB22BR011MR | Instrument Air to Instrument Air distributing pipe, right | 10QFB22BR011 | PRODUCTION |  |  | DN 80 | SA312 TP304L
20QFB22BR011MR | Instrument Air to Instrument Air distributing pipe, right | 20QFB22BR011 | PRODUCTION |  |  | DN 80 | SA312 TP304L
10QFB22BR015MR | For blowing instrumet distributing pipe to For blowing instrumet distributing pipe | 10QFB22BR015 | PRODUCTION |  |  | DN 50 | SA312 TP304L
20QFB22BR015MR | For blowing instrumet distributing pipe to For blowing instrumet distributing pipe | 20QFB22BR015 | PRODUCTION |  |  | DN 20 | SA312 TP304L
10QFB22BR020MR | Instrument Air to Level 1, right side | 10QFB22BR020 | PRODUCTION |  |  | DN 25 | SA312 TP304L
20QFB22BR020MR | Instrument Air to Level 1, right side | 20QFB22BR020 | PRODUCTION |  |  | DN 25 | SA312 TP304L
10QFB22BR021MR | Instrument Air to Level 1, right side | 10QFB22BR021 | PRODUCTION |  |  | DN 25 | SA312 TP304L
20QFB22BR021MR | Instrument Air to Level 1, right side | 20QFB22BR021 | PRODUCTION |  |  | DN 25 | SA312 TP304L
10QFB22BR030MR | Instrument Air to Level 2, right side | 10QFB22BR030 | PRODUCTION |  |  | DN 25 | SA312 TP304L
20QFB22BR030MR | Instrument Air to Level 2, right side | 20QFB22BR030 | PRODUCTION |  |  | DN 25 | SA312 TP304L
10QFB22BR031MR | Instrument Air to Level 2, right side | 10QFB22BR031 | PRODUCTION |  |  | DN 25 | SA312 TP304L
20QFB22BR031MR | Instrument Air to Level 2, right side | 20QFB22BR031 | PRODUCTION |  |  | DN 25 | SA312 TP304L
10QFB22BR040MR | Instrument Air to Level 3, right side | 10QFB22BR040 | PRODUCTION |  |  | DN 25 | SA312 TP304L
20QFB22BR040MR | Instrument Air to Level 3, right side | 20QFB22BR040 | PRODUCTION |  |  | DN 25 | SA312 TP304L
10QFB22BR041MR | Instrument Air to Level 3, right side | 10QFB22BR041 | PRODUCTION |  |  | DN 25 | SA312 TP304L
20QFB22BR041MR | Instrument Air to Level 3, right side | 20QFB22BR041 | PRODUCTION |  |  | DN 25 | SA312 TP304L
10QFB22BR050MR | Instrument Air to Level 4, right side | 10QFB22BR050 | PRODUCTION |  |  | DN 25 | SA312 TP304L
20QFB22BR050MR | Instrument Air to Level 4, right side | 20QFB22BR050 | PRODUCTION |  |  | DN 25 | SA312 TP304L
10QFB22BR051MR | Instrument Air to Level 4, right side | 10QFB22BR051 | PRODUCTION |  |  | DN 25 | SA312 TP304L
20QFB22BR051MR | Instrument Air to Level 4, right side | 20QFB22BR051 | PRODUCTION |  |  | DN 25 | SA312 TP304L
10QFB22BR060MR | Instrument Air to Level 5, right side | 10QFB22BR060 | PRODUCTION |  |  | DN 25 | SA312 TP304L
20QFB22BR060MR | Instrument Air to Level 5, right side | 20QFB22BR060 | PRODUCTION |  |  | DN 25 | SA312 TP304L
10QFB22BR061MR | Instrument Air to Level 5, right side | 10QFB22BR061 | PRODUCTION |  |  | DN 25 | SA312 TP304L
20QFB22BR061MR | Instrument Air to Level 5, right side | 20QFB22BR061 | PRODUCTION |  |  | DN 25 | SA312 TP304L
10QFB22BR070MR | Instrument Air to Level 6, right side | 10QFB22BR070 | PRODUCTION |  |  | DN 25 | SA312 TP304L
20QFB22BR070MR | Instrument Air to Level 6, right side | 20QFB22BR070 | PRODUCTION |  |  | DN 25 | SA312 TP304L
10QFB22BR071MR | Instrument Air to Level 6, right side | 10QFB22BR071 | PRODUCTION |  |  | DN 25 | SA312 TP304L
20QFB22BR071MR | Instrument Air to Level 6, right side | 20QFB22BR071 | PRODUCTION |  |  | DN 25 | SA312 TP304L
10QFB22BR080MR | Instrument Air to Level 7, right side | 10QFB22BR080 | PRODUCTION |  |  | DN 25 | SA312 TP304L
20QFB22BR080MR | Instrument Air to Level 7, right side | 20QFB22BR080 | PRODUCTION |  |  | DN 25 | SA312 TP304L
10QFB22BR081MR | Instrument Air to Level 7, right side | 10QFB22BR081 | PRODUCTION |  |  | DN 25 | SA312 TP304L
20QFB22BR081MR | Instrument Air to Level 7, right side | 20QFB22BR081 | PRODUCTION |  |  | DN 25 | SA312 TP304L
10QFB22BR085MR | Instrument Air to Level 7, right side | 10QFB22BR085 | PRODUCTION |  |  | DN 25 | SA312 TP304L
20QFB22BR085MR | Instrument Air to Level 7, right side | 20QFB22BR085 | PRODUCTION |  |  | DN 25 | SA312 TP304L
10QFB22BR086MR | Instrument Air to Level 7, right side | 10QFB22BR086 | PRODUCTION |  |  | DN 25 | SA312 TP304L
20QFB22BR086MR | Instrument Air to Level 7, right side | 20QFB22BR086 | PRODUCTION |  |  | DN 25 | SA312 TP304L
10QFB22BR090MR | Instrument Air to Level 8, right side | 10QFB22BR090 | PRODUCTION |  |  | DN 25 | SA312 TP304L
20QFB22BR090MR | Instrument Air to Level 8, right side | 20QFB22BR090 | PRODUCTION |  |  | DN 25 | SA312 TP304L
10QFB22BR091MR | Instrument Air to Level 8, right side | 10QFB22BR091 | PRODUCTION |  |  | DN 25 | SA312 TP304L
20QFB22BR091MR | Instrument Air to Level 8, right side | 20QFB22BR091 | PRODUCTION |  |  | DN 25 | SA312 TP304L
10QFB22BR095MR | Instrument Air to Level 8, right side | 10QFB22BR095 | PRODUCTION |  |  | DN 25 | SA312 TP304L
20QFB22BR095MR | Instrument Air to Level 8, right side | 20QFB22BR095 | PRODUCTION |  |  | DN 25 | SA312 TP304L
10QFB22BR096MR | Instrument Air to Level 8, right side | 10QFB22BR096 | PRODUCTION |  |  | DN 25 | SA312 TP304L
20QFB22BR096MR | Instrument Air to Level 8, right side | 20QFB22BR096 | PRODUCTION |  |  | DN 25 | SA312 TP304L
00QFB24BR001MR | Instrument air header to clarifier area | 00QFB24BR001 | PRODUCTION |  |  |  | A312 TP 304
10QFB40BR010MR | Instrument Air to Burners | 10QFB40BR010 | PRODUCTION |  |  | DN 25 | SA312 TP304L
20QFB40BR010MR | Instrument Air to Burners | 20QFB40BR010 | PRODUCTION |  |  | DN 25 | SA312 TP304L
10QFB40BR020MR | Instrument Air to Burners | 10QFB40BR020 | PRODUCTION |  |  | DN 25 | SA312 TP304L
20QFB40BR020MR | Instrument Air to Burners | 20QFB40BR020 | PRODUCTION |  |  | DN 25 | SA312 TP304L
10QFB50BR010MR | Instrument Air supply, Boiler 1 to Instrument Air distribution header, FGD Boiler 1 | 10QFB50BR010 | PRODUCTION |  |  | DN 25 | SA312 TP304L
20QFB50BR010MR | Instrument Air supply, Boiler 2 to Instrument Air distribution header, FGD Boiler 2 | 20QFB50BR010 | PRODUCTION |  |  | DN 25 | SA312 TP304L
10QFB51AA201KA | Instrument air to valve rack pilot valve | 10QFB51AA201 | PRODUCTION
20QFB51AA201KA | Instrument air to valve rack pilot valve | 20QFB51AA201 | PRODUCTION
10QFB51BR010MR | Instrument Air supply to Valve rack | 10QFB51BR010 | PRODUCTION |  |  | DN 25 | SA312 TP304L
20QFB51BR010MR | Instrument Air supply to Valve rack | 20QFB51BR010 | PRODUCTION |  |  | DN 25 | SA312 TP304L
10QFB51BR020MR | Instrument Air supply to Valve rack | 10QFB51BR020 | PRODUCTION |  |  | DN 25 | SA312 TP304L
20QFB51BR020MR | Instrument Air supply to Valve rack | 20QFB51BR020 | PRODUCTION |  |  | DN 25 | SA312 TP304L
10QFB51BR030MR | Instrument Air supply to Valve rack | 10QFB51BR030 | PRODUCTION |  |  | DN 15 | SA312 TP304L
20QFB51BR030MR | Instrument Air supply to Valve rack | 20QFB51BR030 | PRODUCTION |  |  | DN 15 | SA312 TP304L
10QFB51BR040MR | Instrument Air supply to Intermediate tank valve | 10QFB51BR040 | PRODUCTION |  |  | DN 15 | SA312 TP304L
20QFB51BR040MR | Instrument Air supply to Intermediate tank valve | 20QFB51BR040 | PRODUCTION |  |  | DN 15 | SA312 TP304L
10QFB51BR050MR | Instrument Air supply to Valve rack | 10QFB51BR050 | PRODUCTION |  |  | DN 15 | TBD
20QFB51BR050MR | Instrument Air supply to Valve rack | 20QFB51BR050 | PRODUCTION |  |  | DN 15 | TBD
00QFB52BR010MR | Instrument Air supply to ETP water tank On/Off valve | 00QFB52BR010 | PRODUCTION |  |  | DN 15 | SA312 TP304L
10QFB52BR010MR | Instrument Air supply to Fluidization air to standby valves | 10QFB52BR010 | PRODUCTION |  |  | DN 20 | SA312 TP304L
20QFB52BR010MR | Instrument Air supply to Fluidization air to standby valves | 20QFB52BR010 | PRODUCTION |  |  | DN 20 | SA312 TP304L
00QFB52BR020MR | Instrument Air supply to To fluidization air standby valve 1 | 00QFB52BR020 | PRODUCTION |  |  | DN 15 | SA312 TP304L
00QFB52BR030MR | Instrument Air supply to To fluidization air standby valve 2 | 00QFB52BR030 | PRODUCTION |  |  | DN 15 | SA312 TP304L
10QFB60AA201KA | Bottom ash conv. sealing air | 10QFB60AA201 | PRODUCTION
20QFB60AA201KA | Bottom ash conv. sealing air | 20QFB60AA201 | PRODUCTION
10QFB60BR010MR | Instrument Air to Bottom ash pneum. conveyor | 10QFB60BR010 | PRODUCTION |  |  | DN 15 | SA312 TP304L
20QFB60BR010MR | Instrument Air to Bottom ash pneum. conveyor | 20QFB60BR010 | PRODUCTION |  |  | DN 15 | SA312 TP304L
10QFB70BR010MR | Instrument Air to Bag filter ash pneum. conveyor | 10QFB70BR010 | PRODUCTION |  |  | DN 15 | SA312 TP304L
20QFB70BR010MR | Instrument Air to Bag filter ash pneum. conveyor | 20QFB70BR010 | PRODUCTION |  |  | DN 15 | SA312 TP304L
10QFB80AA201KA | 2nd and 3rd pass ash conv. sealing air | 10QFB80AA201 | PRODUCTION
20QFB80AA201KA | 2nd and 3rd pass ash conv. sealing air | 20QFB80AA201 | PRODUCTION
10QFB80BR010MR | Instrument Air to Fly ash pneum. conveyor | 10QFB80BR010 | PRODUCTION |  |  | DN 15 | SA312 TP304L
20QFB80BR010MR | Instrument Air to 2nd and 3rd pass ash pneum. conveyor | 20QFB80BR010 | PRODUCTION |  |  | DN 15 | SA312 TP304L
10QFC10AA101KA | Ball Valve | 10QFC10AA101 | PRODUCTION |  |  | SA105
20QFC10AA101KA | Ball Valve | 20QFC10AA101 | PRODUCTION |  |  | SA105
10QFC10AA102KA | Ball Valve | 10QFC10AA102 | PRODUCTION |  |  | SA105
20QFC10AA102KA | Ball Valve | 20QFC10AA102 | PRODUCTION |  |  | SA105
10QFC10AA103KA | Ball Valve | 10QFC10AA103 | PRODUCTION |  |  | SA105
20QFC10AA103KA | Ball Valve | 20QFC10AA103 | PRODUCTION |  |  | SA105
10QFC10AA104KA | Ball Valve | 10QFC10AA104 | PRODUCTION |  |  | SA105
20QFC10AA104KA | Ball Valve | 20QFC10AA104 | PRODUCTION |  |  | SA105
10QFC10AA105KA | Ball Valve | 10QFC10AA105 | PRODUCTION |  |  | SA105
20QFC10AA105KA | Ball Valve | 20QFC10AA105 | PRODUCTION |  |  | SA105
10QFC10AA106KA | Ball Valve | 10QFC10AA106 | PRODUCTION |  |  | SA105
20QFC10AA106KA | Ball Valve | 20QFC10AA106 | PRODUCTION |  |  | SA105
10QFC10AA107KA | Ball Valve | 10QFC10AA107 | PRODUCTION |  |  | SA105
20QFC10AA107KA | Ball Valve | 20QFC10AA107 | PRODUCTION |  |  | SA105
10QFC10AA108KA | Ball Valve | 10QFC10AA108 | PRODUCTION |  |  | SA105
20QFC10AA108KA | Ball Valve | 20QFC10AA108 | PRODUCTION |  |  | SA105
10QFC10AA109KA | Ball Valve | 10QFC10AA109 | PRODUCTION |  |  | SA105
20QFC10AA109KA | Ball Valve | 20QFC10AA109 | PRODUCTION |  |  | SA105
10QFC10AA110KA | Ball Valve | 10QFC10AA110 | PRODUCTION |  |  | SA105
20QFC10AA110KA | Ball Valve | 20QFC10AA110 | PRODUCTION |  |  | SA105
10QFC10AA111KA | Ball Valve | 10QFC10AA111 | PRODUCTION |  |  | SA105
20QFC10AA111KA | Ball Valve | 20QFC10AA111 | PRODUCTION |  |  | SA105
10QFC10AA112KA | Ball Valve | 10QFC10AA112 | PRODUCTION |  |  | SA105
20QFC10AA112KA | Ball Valve | 20QFC10AA112 | PRODUCTION |  |  | SA105
10QFC10AA113KA | Ball Valve | 10QFC10AA113 | PRODUCTION |  |  | SA105
20QFC10AA113KA | Ball Valve | 20QFC10AA113 | PRODUCTION |  |  | SA105
10QFC10AA114KA | Ball Valve | 10QFC10AA114 | PRODUCTION |  |  | SA105
20QFC10AA114KA | Ball Valve | 20QFC10AA114 | PRODUCTION |  |  | SA105
10QFC10AA115KA | Ball Valve | 10QFC10AA115 | PRODUCTION |  |  | SA105
20QFC10AA115KA | Ball Valve | 20QFC10AA115 | PRODUCTION |  |  | SA105
10QFC10AA116KA | Ball Valve | 10QFC10AA116 | PRODUCTION |  |  | SA105
20QFC10AA116KA | Ball Valve | 20QFC10AA116 | PRODUCTION |  |  | SA105
10QFC10AA117KA | Ball Valve | 10QFC10AA117 | PRODUCTION |  |  | SA105
20QFC10AA117KA | Ball Valve | 20QFC10AA117 | PRODUCTION |  |  | SA105
10QFC10AA118KA | Ball Valve | 10QFC10AA118 | PRODUCTION |  |  | SA105
20QFC10AA118KA | Ball Valve | 20QFC10AA118 | PRODUCTION |  |  | SA105
10QFC10AA119KA | Ball Valve | 10QFC10AA119 | PRODUCTION |  |  | SA105
20QFC10AA119KA | Ball Valve | 20QFC10AA119 | PRODUCTION |  |  | SA105
10QFC10AA120KA | Ball Valve | 10QFC10AA120 | PRODUCTION |  |  | SA105
20QFC10AA120KA | Ball Valve | 20QFC10AA120 | PRODUCTION |  |  | SA105
10QFC10AA121KA | Ball Valve | 10QFC10AA121 | PRODUCTION |  |  | SA105
20QFC10AA121KA | Ball Valve | 20QFC10AA121 | PRODUCTION |  |  | SA105
10QFC10AA122KA | Ball Valve | 10QFC10AA122 | PRODUCTION |  |  | SA105
20QFC10AA122KA | Ball Valve | 20QFC10AA122 | PRODUCTION |  |  | SA105
10QFC10AA123KA | Ball Valve | 10QFC10AA123 | PRODUCTION |  |  | SA105
20QFC10AA123KA | Ball Valve | 20QFC10AA123 | PRODUCTION |  |  | SA105
10QFC10AA124KA | Ball Valve | 10QFC10AA124 | PRODUCTION |  |  | SA105
20QFC10AA124KA | Ball Valve | 20QFC10AA124 | PRODUCTION |  |  | SA105
10QFC10AA125KA | Ball Valve | 10QFC10AA125 | PRODUCTION |  |  | SA105
20QFC10AA125KA | Ball Valve | 20QFC10AA125 | PRODUCTION |  |  | SA105
10QFC10AA126KA | Ball Valve | 10QFC10AA126 | PRODUCTION |  |  | SA105
20QFC10AA126KA | Ball Valve | 20QFC10AA126 | PRODUCTION |  |  | SA105
10QFC10AA127KA | Ball Valve | 10QFC10AA127 | PRODUCTION |  |  | SA105
20QFC10AA127KA | Ball Valve | 20QFC10AA127 | PRODUCTION |  |  | SA105
20QFC10AA128KA | Globe valve | 20QFC10AA128 | PRODUCTION |  |  | AP1602 | SA105
10QFC10AA129KA | Globe valve | 10QFC10AA129 | PRODUCTION |  |  | SA105
20QFC10AA129KA | Globe valve | 20QFC10AA129 | PRODUCTION |  |  | SA105
10QFC10AA130KA | Globe valve | 10QFC10AA130 | PRODUCTION |  |  | SA105
20QFC10AA130KA | Globe valve | 20QFC10AA130 | PRODUCTION |  |  | SA105
00QFC10BR001MR | Instrument Air, Supply Line Header | 00QFC10BR001 | PRODUCTION |  |  |  | A312 TP304
00QFC10BR002MR | Instrument Air, Supply Line Header | 00QFC10BR002 | PRODUCTION |  |  |  | A312 TP304
00QFC10BR003MR | Instrument Air, Supply Line Header | 00QFC10BR003 | PRODUCTION |  |  |  | A312 TP304
10QFC10BR101MR | Instrument Air, Branch to Aux. PRDS PCV | 10QFC10BR101 | PRODUCTION |  |  |  | A312 TP304
20QFC10BR101MR | Instrument Air, Branch to AUX. PRDS PCV | 20QFC10BR101 | PRODUCTION |  |  |  | A312 TP304
10QFC10BR102MR | Instrument Air, Branch to Aux. PRDS TCV | 10QFC10BR102 | PRODUCTION |  |  |  | A312 TP304
20QFC10BR102MR | Instrument Air, Branch to AUX. PRDS TCV | 20QFC10BR102 | PRODUCTION |  |  |  | A312 TP304
10QFC10BR103MR | Instrument Air, Branch to Control Valve Drain | 10QFC10BR103 | PRODUCTION |  |  |  | A312 TP304
20QFC10BR103MR | Instrument Air, Branch to Control Valve Drain | 20QFC10BR103 | PRODUCTION |  |  |  | A312 TP304
10QFC10BR104MR | Instrument Air, Branch to Wheel Chamber Drain | 10QFC10BR104 | PRODUCTION |  |  |  | A312 TP304
20QFC10BR104MR | Instrument Air, Branch to Wheel Chamber Drain | 20QFC10BR104 | PRODUCTION |  |  |  | A312 TP304
10QFC10BR105MR | Instrument Air, Branch to Casing Drain-1 Drain | 10QFC10BR105 | PRODUCTION |  |  |  | A312 TP304
20QFC10BR105MR | Instrument Air, Branch to Casing Drain-1 Drain | 20QFC10BR105 | PRODUCTION |  |  |  | A312 TP304
10QFC10BR106MR | Instrument Air, Branch to AK-1 Drain | 10QFC10BR106 | PRODUCTION |  |  |  | A312 TP304
20QFC10BR106MR | Instrument Air, Branch to AK-1 Drain | 20QFC10BR106 | PRODUCTION |  |  |  | A312 TP304
10QFC10BR107MR | Instrument Air, Branch to Casing Drain-2 Drain | 10QFC10BR107 | PRODUCTION |  |  |  | A312 TP304
20QFC10BR107MR | Instrument Air, Branch to Casing Drain-2 Drain | 20QFC10BR107 | PRODUCTION |  |  |  | A312 TP304
10QFC10BR108MR | Instrument Air, Branch to Casing Drain-3 Drain | 10QFC10BR108 | PRODUCTION |  |  |  | A312 TP304
20QFC10BR108MR | Instrument Air, Branch to Casing Drain-3 Drain | 20QFC10BR108 | PRODUCTION |  |  |  | A312 TP304
10QFC10BR109MR | Instrument Air, Branch to Front Gland Sealing Drain | 10QFC10BR109 | PRODUCTION |  |  |  | A312 TP304
20QFC10BR109MR | Instrument Air, Branch to Front Gland Sealing Drain | 20QFC10BR109 | PRODUCTION |  |  |  | A312 TP304
10QFC10BR110MR | Instrument Air, Branch to Rear Gland Sealing Drain | 10QFC10BR110 | PRODUCTION |  |  |  | A312 TP304
20QFC10BR110MR | Instrument Air, Branch to Rear Gland Sealing Drain | 20QFC10BR110 | PRODUCTION |  |  |  | A312 TP304
10QFC10BR111MR | Instrument Air, Branch to Emergency Drain from HP heater | 10QFC10BR111 | PRODUCTION |  |  |  | A312 TP304
20QFC10BR111MR | Instrument Air, Branch to Emergency Drain from HP heater | 20QFC10BR111 | PRODUCTION |  |  |  | A312 TP304
10QFC10BR112MR | Instrument Air, Branch to Normal Drain from HP heater | 10QFC10BR112 | PRODUCTION |  |  |  | A312 TP304
20QFC10BR112MR | Instrument Air, Branch to Normal Drain from HP heater | 20QFC10BR112 | PRODUCTION |  |  |  | A312 TP304
10QFC10BR113MR | Instrument Air, Branch to Emergency Drain from LP heater | 10QFC10BR113 | PRODUCTION |  |  |  | A312 TP304
20QFC10BR113MR | Instrument Air, Branch to Emergency Drain from LP heater | 20QFC10BR113 | PRODUCTION |  |  |  | A312 TP304
10QFC10BR114MR | Instrument Air, Branch to Normal Drain from LP heater | 10QFC10BR114 | PRODUCTION |  |  |  | A312 TP304
20QFC10BR114MR | Instrument Air, Branch to Normal Drain from LP heater | 20QFC10BR114 | PRODUCTION |  |  |  | A312 TP304
10QFC10BR115MR | Instrument Air, Branch to Gland Sealing System PCV | 10QFC10BR115 | PRODUCTION |  |  |  | A312 TP304
20QFC10BR115MR | Instrument Air, Branch to Gland Sealing System PCV | 20QFC10BR115 | PRODUCTION |  |  |  | A312 TP304
10QFC10BR116MR | Instrument Air, Branch to Gland Sealing System TCV | 10QFC10BR116 | PRODUCTION |  |  |  | A312 TP304
20QFC10BR116MR | Instrument Air, Branch to Gland Sealing System TCV | 20QFC10BR116 | PRODUCTION |  |  |  | A312 TP304
10QFC10BR117MR | Instrument Air, Branch to Hotwell Level Control Valve | 10QFC10BR117 | PRODUCTION |  |  |  | A312 TP304
20QFC10BR117MR | Instrument Air, Branch to Hotwell Level Control Valve | 20QFC10BR117 | PRODUCTION |  |  |  | A312 TP304
10QFC10BR118MR | Instrument Air, Branch to Minimum Recirculation Valve | 10QFC10BR118 | PRODUCTION |  |  |  | A312 TP304
20QFC10BR118MR | Instrument Air, Branch to Minimum Recirculation Valve | 20QFC10BR118 | PRODUCTION |  |  |  | A312 TP304
10QFC10BR119MR | Instrument Air, Branch to Bypass Dump Valve | 10QFC10BR119 | PRODUCTION |  |  |  | A312 TP304
20QFC10BR119MR | Instrument Air, Branch to Bypass Dump Valve | 20QFC10BR119 | PRODUCTION |  |  |  | A312 TP304
10QFC10BR120MR | Instrument Air, Branch to Vacuum Breaker Valve | 10QFC10BR120 | PRODUCTION |  |  |  | A312 TP304
20QCC26BB001KD | Hydrazine dosing tank | 20QCC26BB001 | PRODUCTION
20QFC10BR120MR | Instrument Air, Branch to Vacuum Breaker Valve | 20QFC10BR120 | PRODUCTION |  |  |  | A312 TP304
10QFC10BR121MR | Instrument Air, Branch to Pegging Steam PRDS PCV | 10QFC10BR121 | PRODUCTION |  |  |  | A312 TP304
20QFC10BR121MR | Instrument Air, Branch to Pegging Steam PRDS PCV | 20QFC10BR121 | PRODUCTION |  |  |  | A312 TP304
10QFC10BR122MR | Instrument Air, Branch to Pegging Steam PRDS TCV | 10QFC10BR122 | PRODUCTION |  |  |  | A312 TP304
20QFC10BR122MR | Instrument Air, Branch to Pegging Steam PRDS TCV | 20QFC10BR122 | PRODUCTION |  |  |  | A312 TP304
10QFC10BR123MR | Instrument Air, Branch to Deaerator Overflow Valve | 10QFC10BR123 | PRODUCTION |  |  |  | A312 TP304
20QFC10BR123MR | Instrument Air, Branch to Deaerator Overflow Valve | 20QFC10BR123 | PRODUCTION |  |  |  | A312 TP304
10QFC10BR124MR | Instrument Air, Branch to Preheating Control Valve | 10QFC10BR124 | PRODUCTION |  |  |  | A312 TP304
20QFC10BR124MR | Instrument Air, Branch to Preheating Control Valve | 20QFC10BR124 | PRODUCTION |  |  |  | A312 TP304
10QFC10BR125MR | Instrument Air, Branch to Exhaust Hood Spray Valve | 10QFC10BR125 | PRODUCTION |  |  |  | A312 TP304
20QFC10BR125MR | Instrument Air, Branch to Exhaust Hood Spray Valve | 20QFC10BR125 | PRODUCTION |  |  |  | A312 TP304
10QFC10BR126MR | Instrument Air, Branch to Bleed to Deaerator QCNRV | 10QFC10BR126 | PRODUCTION |  |  |  | A312 TP304
20QFC10BR126MR | Instrument Air, Branch to Bleed to Deaerator QCNRV | 20QFC10BR126 | PRODUCTION |  |  |  | A312 TP304
10QFC10BR127MR | Instrument Air, Branch to Bleed to HP heater QCNRV | 10QFC10BR127 | PRODUCTION |  |  |  | A312 TP304
20QFC10BR127MR | Instrument Air, Branch to Bleed to HP heater QCNRV | 20QFC10BR127 | PRODUCTION |  |  |  | A312 TP304
00QFC10BR129MR | Instrument Air, Supply Line Header Pressure Measurement | 00QFC10BR129 | PRODUCTION |  |  |  | A312 TP304
00QFC10BR130MR | Instrument Air, Supply Line Header Pressure Measurement | 00QFC10BR130 | PRODUCTION |  |  |  | A312 TP304
10QFC10CP501QP | Pressure Gauge | 10QFC10CP501 | PRODUCTION |  |  | BSPG - V
20QHN10AA011KA | Flue gas from auxliary boiler damper | 20QHN10AA011 | PRODUCTION
10QJA10BR010MR | Nitrogen preservation nozzle to Superheaters | 10QJA10BR010 | PRODUCTION |  |  | DN 25 | SA335P22
20QJA10BR010MR | Nitrogen preservation nozzle to Superheaters | 20QJA10BR010 | PRODUCTION |  |  | DN 25 | SA335P22
10QJA10BR015MR | Nitrogen preservation nozzle to Nitrogen lines | 10QJA10BR015 | PRODUCTION |  |  | DN 25 | SA335P22
20QJA10BR015MR | Nitrogen preservation nozzle to Nitrogen lines | 20QJA10BR015 | PRODUCTION |  |  | DN 25 | SA335P22
10QJA10BR020MR | Nitrogen preservation nozzle to Superheaters | 10QJA10BR020 | PRODUCTION |  |  | DN 25 | SA335P22
20QJA10BR020MR | Nitrogen preservation nozzle to Superheaters | 20QJA10BR020 | PRODUCTION |  |  | DN 25 | SA335P22
10QJA10BR030MR | Nitrogen preservation nozzle to Superheaters | 10QJA10BR030 | PRODUCTION |  |  | DN 25 | SA335P22
20QJA10BR030MR | Nitrogen preservation nozzle to Superheaters | 20QJA10BR030 | PRODUCTION |  |  | DN 25 | SA335P22
10QJA21BR010MR | Furnace left side downcomer to Preservation shut-off 2, left | 10QJA21BR010 | PRODUCTION |  |  | DN 25 | SA106B
20QJA21BR010MR | Furnace left side downcomer to Preservation shut-off 2, left | 20QJA21BR010 | PRODUCTION |  |  | DN 25 | SA106B
10QJA21BR020MR | Flange to Furnace left side downcomer | 10QJA21BR020 | PRODUCTION |  |  | DN 25 | SA106B
20QJA21BR020MR | Flange to Furnace left side downcomer | 20QJA21BR020 | PRODUCTION |  |  | DN 25 | SA106B
10QJA22BR010MR | Furnace right side downcomer to Nitrogen shut-off 2, right | 10QJA22BR010 | PRODUCTION |  |  | DN 25 | SA106B
20QJA22BR010MR | Furnace right side downcomer to Nitrogen shut-off 2, right | 20QJA22BR010 | PRODUCTION |  |  | DN 25 | SA106B
10QJA22BR020MR | Pipe end flange to Furnace right side downcomer | 10QJA22BR020 | PRODUCTION |  |  | DN 25 | SA106B
20QJA22BR020MR | Pipeend flange to Furnace right side downcomer | 20QJA22BR020 | PRODUCTION |  |  | DN 25 | SA106B
10QJA25BR010MR | N2/Cleaning nozzle to 2nd pass, left side downcomer | 10QJA25BR010 | PRODUCTION |  |  | DN 25 | SA106B
20QJA25BR010MR | N2/Cleaning nozzle to 2nd pass, left side downcomer | 20QJA25BR010 | PRODUCTION |  |  | DN 25 | SA106B
10QJA25BR020MR | N2/Cleaning nozzle to 2nd pass, left side downcomer | 10QJA25BR020 | PRODUCTION |  |  | DN 25
00PBJ02AP002-M01 | Condenser Water Pump Motor-2 | 00PBJ02AP002 | PRODUCTION
20QJA25BR020MR | N2/Cleaning nozzle to 2nd pass, left side downcomer | 20QJA25BR020 | PRODUCTION |  |  | DN 25
10QJA26BR010MR | N2/Cleaning nozzle to 2nd pass, rightside downcomer | 10QJA26BR010 | PRODUCTION |  |  | DN 25 | SA106B
20QJA26BR010MR | N2/Cleaning nozzle to 2nd pass, rightside downcomer | 20QJA26BR010 | PRODUCTION |  |  | DN 25 | SA106B
10QJA26BR020MR | N2/Cleaning nozzle to 2nd pass, rightside downcomer | 10QJA26BR020 | PRODUCTION |  |  | DN 25 | SA106B
20QJA26BR020MR | N2/Cleaning nozzle to 2nd pass, rightside downcomer | 20QJA26BR020 | PRODUCTION |  |  | DN 25 | SA106B
10QUA10BR802MR | Sampling Line, Deaerator Drain to BFP Suction Line | 10QUA10BR802 | PRODUCTION |  |  |  | A312 TP304
20QUA10BR802MR | Sampling Line, Deaerator Drain to BFP Suction Line | 20QUA10BR802 | PRODUCTION |  |  |  | A312 TP304
10QUC01BR201MR | Drain header | 10QUC01BR201 | PRODUCTION |  |  |  | ASTM A106,
20QUC01BR201MR | Drain header | 20QUC01BR201 | PRODUCTION |  |  |  | ASTM A106,
10QUC02BR201MR | Blowdown header | 10QUC02BR201 | PRODUCTION |  |  |  | ASTM A TP304,
20QUC02BR201MR | Blowdown header | 20QUC02BR201 | PRODUCTION |  |  |  | ASTM A TP304,
10QUC10AA001KA | HP Valves | 10QUC10AA001 | PRODUCTION
20QUC10AA001KA | HP Valves | 20QUC10AA001 | PRODUCTION
10QUC10AA002KA | HP Valves | 10QUC10AA002 | PRODUCTION
20QUC10AA002KA | HP Valves | 20QUC10AA002 | PRODUCTION
10QUC10AA191KA | Gate Valve | 10QUC10AA191 | PRODUCTION
20QUC10AA191KA | Gate Valve | 20QUC10AA191 | PRODUCTION
10QUC10AA302KA | Gate Valve | 10QUC10AA302 | PRODUCTION
20QUC10AA302KA | Gate Valve | 20QUC10AA302 | PRODUCTION
10QUC10AA303KA | Gate Valve | 10QUC10AA303 | PRODUCTION
20QUC10AA303KA | Gate Valve | 20QUC10AA303 | PRODUCTION
10QUC10AA304KA | Gate Valve | 10QUC10AA304 | PRODUCTION
20QUC10AA304KA | Gate Valve | 20QUC10AA304 | PRODUCTION
10QUC10AA312KA | Gate Valve | 10QUC10AA312 | PRODUCTION
20QUC10AA312KA | Gate Valve | 20QUC10AA312 | PRODUCTION
10QUC10AA401KA | Gate Valve | 10QUC10AA401 | PRODUCTION
20QUC10AA401KA | Gate Valve | 20QUC10AA401 | PRODUCTION
10QUC10AA402KA | Gate Valve | 10QUC10AA402 | PRODUCTION
20QUC10AA402KA | Gate Valve | 20QUC10AA402 | PRODUCTION
10QUC10AA412KA | Gate Valve | 10QUC10AA412 | PRODUCTION
20QUC10AA412KA | Gate Valve | 20QUC10AA412 | PRODUCTION
10QUC10BR010MR | Main steam (before mssv) | 10QUC10BR010 | PRODUCTION |  |  |  | ASTM A 213, TP- 316,
20QUC10BR010MR | Main steam (before mssv) | 20QUC10BR010 | PRODUCTION |  |  |  | ASTM A 213, TP- 316,
10QUC10CQ505-U01 | Conductivity Transmitter | 10QUC10CQ505 | PRODUCTION
20QUC10CQ505-U01 | Conductivity Transmitter | 20QUC10CQ505 | PRODUCTION
10QUC10CT201-F01 | Temperature Switch | 10QUC10CT201 | PRODUCTION
20QUC10CT201-F01 | Temperature Switch | 20QUC10CT201 | PRODUCTION
10QUC11AA001KA | HP Valves | 10QUC11AA001 | PRODUCTION
20QUC11AA001KA | HP Valves | 20QUC11AA001 | PRODUCTION
10QUC11AA002KA | HP Valves | 10QUC11AA002 | PRODUCTION
20QUC11AA002KA | HP Valves | 20QUC11AA002 | PRODUCTION
10QUC11AA152KA | HP Valves | 10QUC11AA152 | PRODUCTION
20QUC11AA152KA | HP Valves | 20QUC11AA152 | PRODUCTION
10QUC11AA191KA | HP Valves | 10QUC11AA191 | PRODUCTION
20QUC11AA191KA | HP Valves | 20QUC11AA191 | PRODUCTION
10QUC11AA202KA | HP Valves | 10QUC11AA202 | PRODUCTION
20QUC11AA202KA | HP Valves | 20QUC11AA202 | PRODUCTION
10QUC11AA203KA | Gate Valve | 10QUC11AA203 | PRODUCTION
20QUC11AA203KA | Gate Valve | 20QUC11AA203 | PRODUCTION
10QUC11AA204KA | Gate Valve | 10QUC11AA204 | PRODUCTION
20QUC11AA204KA | Gate Valve | 20QUC11AA204 | PRODUCTION
10QUC11AA302KA | HP Valves | 10QUC11AA302 | PRODUCTION
20QUC11AA302KA | HP Valves | 20QUC11AA302 | PRODUCTION
10QUC11AA303KA | HP Valves | 10QUC11AA303 | PRODUCTION
20QUC11AA303KA | HP Valves | 20QUC11AA303 | PRODUCTION
10QUC11AA304KA | HP Valves | 10QUC11AA304 | PRODUCTION
20QUC11AA304KA | HP Valves | 20QUC11AA304 | PRODUCTION
10QUC11AA305KA | HP Valves | 10QUC11AA305 | PRODUCTION
20QUC11AA305KA | HP Valves | 20QUC11AA305 | PRODUCTION
10QUC11AA306KA | HP Valves | 10QUC11AA306 | PRODUCTION
20QUC11AA306KA | HP Valves | 20QUC11AA306 | PRODUCTION
10QUC11AA307KA | Gate Valve | 10QUC11AA307 | PRODUCTION
20QUC11AA307KA | Gate Valve | 20QUC11AA307 | PRODUCTION
10QUC11AA308KA | HP Valves | 10QUC11AA308 | PRODUCTION
20QUC11AA308KA | HP Valves | 20QUC11AA308 | PRODUCTION
10QUC11AA312KA | HP Valves | 10QUC11AA312 | PRODUCTION
20QUC11AA312KA | HP Valves | 20QUC11AA312 | PRODUCTION
10QUC11AA401KA | HP Valves | 10QUC11AA401 | PRODUCTION
20QUC11AA401KA | HP Valves | 20QUC11AA401 | PRODUCTION
10QUC11AA402KA | HP Valves | 10QUC11AA402 | PRODUCTION
20QUC11AA402KA | HP Valves | 20QUC11AA402 | PRODUCTION
10QUC11AT003KT | Economizer | 10QUC11AT003 | PRODUCTION
20QUC11AT003KT | Economizer | 20QUC11AT003 | PRODUCTION
10QUC11BR001MR | Live steam (before msv to turbine) | 10QUC11BR001 | PRODUCTION
20QUC11BR001MR | Live steam (before msv to turbine) | 20QUC11BR001 | PRODUCTION
10QUC11BR010MR | Live steam (before msv to turbine) | 10QUC11BR010 | PRODUCTION |  |  |  | ASTM A 213, TP- 316,
20QUC11BR010MR | Live steam (before msv to turbine) | 20QUC11BR010 | PRODUCTION |  |  |  | ASTM A 213, TP- 316,
10QUC11BR013MR | Live steam (before msv to turbine) | 10QUC11BR013 | PRODUCTION
20QUC11BR013MR | Live steam (before msv to turbine) | 20QUC11BR013 | PRODUCTION
10QUC11BR014MR | Live steam (before msv to turbine) | 10QUC11BR014 | PRODUCTION
20QUC11BR014MR | Live steam (before msv to turbine) | 20QUC11BR014 | PRODUCTION
10QUC11BR015MR | Live steam (before msv to turbine) | 10QUC11BR015 | PRODUCTION
20QUC11BR015MR | Live steam (before msv to turbine) | 20QUC11BR015 | PRODUCTION
10QUC11BR016MR | Live steam (before msv to turbine) | 10QUC11BR016 | PRODUCTION
20QUC11BR016MR | Live steam (before msv to turbine) | 20QUC11BR016 | PRODUCTION
10QUC11BR017MR | Live steam (before msv to turbine) | 10QUC11BR017 | PRODUCTION
20QUC11BR017MR | Live steam (before msv to turbine) | 20QUC11BR017 | PRODUCTION
10QUC11BR018MR | Live steam (before msv to turbine) | 10QUC11BR018 | PRODUCTION
20QUC11BR018MR | Live steam (before msv to turbine) | 20QUC11BR018 | PRODUCTION
10QUC11BR019MR | Live steam (before msv to turbine) | 10QUC11BR019 | PRODUCTION
20QUC11BR019MR | Live steam (before msv to turbine) | 20QUC11BR019 | PRODUCTION
10QUC11BR023MR | Live steam (before msv to turbine) | 10QUC11BR023 | PRODUCTION
20QUC11BR023MR | Live steam (before msv to turbine) | 20QUC11BR023 | PRODUCTION
10QUC11BR202MR | Live steam (before msv to turbine) | 10QUC11BR202 | PRODUCTION
20QUC11BR202MR | Live steam (before msv to turbine) | 20QUC11BR202 | PRODUCTION
10QUC11BR501MR | Live steam (before msv to turbine) | 10QUC11BR501 | PRODUCTION
20QUC11BR501MR | Live steam (before msv to turbine) | 20QUC11BR501 | PRODUCTION
10QUC11BR611MR | Live steam (before msv to turbine) | 10QUC11BR611 | PRODUCTION
20QUC11BR611MR | Live steam (before msv to turbine) | 20QUC11BR611 | PRODUCTION
10QUC11BR612MR | Live steam (before msv to turbine) | 10QUC11BR612 | PRODUCTION
20QUC11BR612MR | Live steam (before msv to turbine) | 20QUC11BR612 | PRODUCTION
10QUC11BR613MR | Live steam (before msv to turbine) | 10QUC11BR613 | PRODUCTION
20QUC11BR613MR | Live steam (before msv to turbine) | 20QUC11BR613 | PRODUCTION
10QUC11BR614MR | Live steam (before msv to turbine) | 10QUC11BR614 | PRODUCTION
20QUC11BR614MR | Live steam (before msv to turbine) | 20QUC11BR614 | PRODUCTION
10QUC11CF502QP | Flow gauge | 10QUC11CF502 | PRODUCTION
20QUC11CF502QP | Flow gauge | 20QUC11CF502 | PRODUCTION
10QUC11CF503QP | Flow gauge | 10QUC11CF503 | PRODUCTION
20QUC11CF503QP | Flow gauge | 20QUC11CF503 | PRODUCTION
10QUC11CF504QP | Flow gauge | 10QUC11CF504 | PRODUCTION
20QUC11CF504QP | Flow gauge | 20QUC11CF504 | PRODUCTION
10QUC11CF505QP | Flow gauge | 10QUC11CF505 | PRODUCTION
20QUC11CF505QP | Flow gauge | 20QUC11CF505 | PRODUCTION
10QUC11CF507QP | Flow gauge | 10QUC11CF507 | PRODUCTION
20QUC11CF507QP | Flow gauge | 20QUC11CF507 | PRODUCTION
10QUC11CP502QP | Pressure Gauge | 10QUC11CP502 | PRODUCTION
20QUC11CP502QP | Pressure Gauge | 20QUC11CP502 | PRODUCTION
10QUC11CQ005QB | Sampling Analyzer | 10QUC11CQ005 | PRODUCTION
20QUC11CQ005QB | Sampling Analyzer | 20QUC11CQ005 | PRODUCTION
10QUC11CQ601QB | Sampling Analyzer | 10QUC11CQ601 | PRODUCTION
20QUC11CQ601QB | Sampling Analyzer | 20QUC11CQ601 | PRODUCTION
10QUC11CQ602QB | Sampling Analyzer | 10QUC11CQ602 | PRODUCTION
20QUC11CQ602QB | Sampling Analyzer | 20QUC11CQ602 | PRODUCTION
10QUC11CQ603QB | Sampling Analyzer | 10QUC11CQ603 | PRODUCTION
00BBFB10GS005 | 690V VFD PMCC- Star Buscoupler | 00BFB10 | PRODUCTION
20QUC11CQ603QB | Sampling Analyzer | 20QUC11CQ603 | PRODUCTION
10QUC11CQ604QB | Sampling Analyzer | 10QUC11CQ604 | PRODUCTION
20QUC11CQ604QB | Sampling Analyzer | 20QUC11CQ604 | PRODUCTION
10QUC11CQ605QB | Sampling Analyzer | 10QUC11CQ605 | PRODUCTION
20QUC11CQ605QB | Sampling Analyzer | 20QUC11CQ605 | PRODUCTION
10QUC11CT201-F01 | Temperature Switch | 10QUC11CT201 | PRODUCTION
20QUC11CT201-F01 | Temperature Switch | 20QUC11CT201 | PRODUCTION
10QUC11CT501QP | Temperature Gauge | 10QUC11CT501 | PRODUCTION
20QUC11CT501QP | Temperature Gauge | 20QUC11CT501 | PRODUCTION
10QUC12AA001KA | HP Valves | 10QUC12AA001 | PRODUCTION
20QUC12AA001KA | HP Valves | 20QUC12AA001 | PRODUCTION
10QUC12AA003KA | HP Valves | 10QUC12AA003 | PRODUCTION
20QUC12AA003KA | HP Valves | 20QUC12AA003 | PRODUCTION
10QUC12AA152KA | HP Valves | 10QUC12AA152 | PRODUCTION
20QUC12AA152KA | HP Valves | 20QUC12AA152 | PRODUCTION
10QUC12AA191KA | HP Valves | 10QUC12AA191 | PRODUCTION
20QUC12AA191KA | HP Valves | 20QUC12AA191 | PRODUCTION
10QUC12AA302KA | HP Valves | 10QUC12AA302 | PRODUCTION
20QUC12AA302KA | HP Valves | 20QUC12AA302 | PRODUCTION
10QUC12AA303KA | HP Valves | 10QUC12AA303 | PRODUCTION
20QUC12AA303KA | HP Valves | 20QUC12AA303 | PRODUCTION
10QUC12AA304KA | HP Valves | 10QUC12AA304 | PRODUCTION
20QUC12AA304KA | HP Valves | 20QUC12AA304 | PRODUCTION
10QUC12AA305KA | HP Valves | 10QUC12AA305 | PRODUCTION
20QUC12AA305KA | HP Valves | 20QUC12AA305 | PRODUCTION
10QUC12AA306KA | HP Valves | 10QUC12AA306 | PRODUCTION
20QUC12AA306KA | HP Valves | 20QUC12AA306 | PRODUCTION
10QUC12AA307KA | Gate Valve | 10QUC12AA307 | PRODUCTION
20QUC12AA307KA | Gate Valve | 20QUC12AA307 | PRODUCTION
10QUC12AA308KA | Hp Valves | 10QUC12AA308 | PRODUCTION
20QUC12AA308KA | Hp Valves | 20QUC12AA308 | PRODUCTION
10QUC12AA312KA | HP Valves | 10QUC12AA312 | PRODUCTION
20QUC12AA312KA | HP Valves | 20QUC12AA312 | PRODUCTION
10QUC12AA401KA | HP Valves | 10QUC12AA401 | PRODUCTION
20QUC12AA401KA | HP Valves | 20QUC12AA401 | PRODUCTION
10QUC12AA402KA | HP Valves | 10QUC12AA402 | PRODUCTION
20QUC12AA402KA | HP Valves | 20QUC12AA402 | PRODUCTION
10QUC12AT003KT | Strainer/Filter | 10QUC12AT003 | PRODUCTION
20QUC12AT003KT | Strainer/Filter | 20QUC12AT003 | PRODUCTION
10QUC12BR001MR | CONDENSATE LINE AFTER CEP | 10QUC12BR001 | PRODUCTION
20QUC12BR001MR | Condensate line after cep | 20QUC12BR001 | PRODUCTION
10QUC12BR010MR | CONDENSATE LINE AFTER CEP | 10QUC12BR010 | PRODUCTION |  |  |  | ASTM A 213, TP- 316,
20QUC12BR010MR | Condensate line after cep | 20QUC12BR010 | PRODUCTION |  |  |  | ASTM A 213, TP- 316,
10QUC12BR013MR | CONDENSATE LINE AFTER CEP | 10QUC12BR013 | PRODUCTION
20QUC12BR013MR | Condensate line after cep | 20QUC12BR013 | PRODUCTION
10QUC12BR014MR | CONDENSATE LINE AFTER CEP | 10QUC12BR014 | PRODUCTION
20QUC12BR014MR | Condensate line after cep | 20QUC12BR014 | PRODUCTION
10QUC12BR015MR | CONDENSATE LINE AFTER CEP | 10QUC12BR015 | PRODUCTION
20QUC12BR015MR | Condensate line after cep | 20QUC12BR015 | PRODUCTION
10QUC12BR016MR | CONDENSATE LINE AFTER CEP | 10QUC12BR016 | PRODUCTION
20QUC12BR016MR | Condensate line after cep | 20QUC12BR016 | PRODUCTION
10QUC12BR017MR | CONDENSATE LINE AFTER CEP | 10QUC12BR017 | PRODUCTION
20QUC12BR017MR | Condensate line after cep | 20QUC12BR017 | PRODUCTION
10QUC12BR018MR | CONDENSATE LINE AFTER CEP | 10QUC12BR018 | PRODUCTION
20QUC12BR018MR | Condensate line after cep | 20QUC12BR018 | PRODUCTION
10QUC12BR019MR | CONDENSATE LINE AFTER CEP | 10QUC12BR019 | PRODUCTION
20QUC12BR019MR | Condensate line after cep | 20QUC12BR019 | PRODUCTION
10QUC12BR023MR | CONDENSATE LINE AFTER CEP | 10QUC12BR023 | PRODUCTION
20QUC12BR023MR | Condensate line after cep | 20QUC12BR023 | PRODUCTION
10QUC12BR202MR | CONDENSATE LINE AFTER CEP | 10QUC12BR202 | PRODUCTION
20QUC12BR202MR | Condensate line after cep | 20QUC12BR202 | PRODUCTION
10QUC12BR501MR | CONDENSATE LINE AFTER CEP | 10QUC12BR501 | PRODUCTION
20QUC12BR501MR | Condensate line after cep | 20QUC12BR501 | PRODUCTION
10QUC12CF501QP | Flow gauge | 10QUC12CF501 | PRODUCTION
20QUC12CF501QP | Flow gauge | 20QUC12CF501 | PRODUCTION
10QUC12CF502QP | Flow gauge | 10QUC12CF502 | PRODUCTION
20QUC12CF502QP | Flow gauge | 20QUC12CF502 | PRODUCTION
10QUC12CF503QP | Flow gauge | 10QUC12CF503 | PRODUCTION
20QUC12CF503QP | Flow gauge | 20QUC12CF503 | PRODUCTION
10QUC12CF504QP | Flow gauge | 10QUC12CF504 | PRODUCTION
20QUC12CF504QP | Flow gauge | 20QUC12CF504 | PRODUCTION
10QUC12CP502QP | Pressure Gauge | 10QUC12CP502 | PRODUCTION
20QUC12CP502QP | Pressure Gauge | 20QUC12CP502 | PRODUCTION
10QUC12CQ001QB | Sampling Analyzer | 10QUC12CQ001 | PRODUCTION
20QUC12CQ001QB | Sampling Analyzer | 20QUC12CQ001 | PRODUCTION
10QUC12CQ003QB | Cat cond analyzer condensate line after CEP unit 1 | 10QUC12CQ003 | PRODUCTION
20QUC12CQ003QB | Cond analyzer saturated steam unit 2 | 20QUC12CQ003 | PRODUCTION
10QUC12CQ601QB | Sampling Analyzer | 10QUC12CQ601 | PRODUCTION
20QUC12CQ601QB | Sampling Analyzer | 20QUC12CQ601 | PRODUCTION
10QUC12CQ602QB | Sampling Analyzer | 10QUC12CQ602 | PRODUCTION
20QUC12CQ602QB | Sampling Analyzer | 20QUC12CQ602 | PRODUCTION
10QUC12CQ603QB | Quality Analyzer | 10QUC12CQ603 | PRODUCTION
20QUC12CQ603QB | Quality Analyzer | 20QUC12CQ603 | PRODUCTION
10QUC12CT201-F01 | Temperature Switch | 10QUC12CT201 | PRODUCTION
20QUC12CT201-F01 | Temperature Switch | 20QUC12CT201 | PRODUCTION
10QUC12CT501QP | Temperature Gauge | 10QUC12CT501 | PRODUCTION
20QUC12CT501QP | Temperature Gauge | 20QUC12CT501 | PRODUCTION
10QUC13AA001KA | HP Valves | 10QUC13AA001 | PRODUCTION
20QUC13AA001KA | HP Valves | 20QUC13AA001 | PRODUCTION
10QUC13AA003KA | HP Valves | 10QUC13AA003 | PRODUCTION
20QUC13AA003KA | HP Valves | 20QUC13AA003 | PRODUCTION
10QUC13AA151KA | HP Valves | 10QUC13AA151 | PRODUCTION
20QUC13AA151KA | HP Valves | 20QUC13AA151 | PRODUCTION
10QUC13AA152KA | HP Valves | 10QUC13AA152 | PRODUCTION
20QUC13AA152KA | HP Valves | 20QUC13AA152 | PRODUCTION
10QUC13AA191KA | HP Valves | 10QUC13AA191 | PRODUCTION
20QUC13AA191KA | HP Valves | 20QUC13AA191 | PRODUCTION
10QUC13AA201KA | HP Valves | 10QUC13AA201 | PRODUCTION
20QUC13AA201KA | HP Valves | 20QUC13AA201 | PRODUCTION
10QUC13AA301KA | HP Valves | 10QUC13AA301 | PRODUCTION
20QUC13AA301KA | HP Valves | 20QUC13AA301 | PRODUCTION
10QUC13AA302KA | HP Valves | 10QUC13AA302 | PRODUCTION
20QUC13AA302KA | HP Valves | 20QUC13AA302 | PRODUCTION
10QUC13AA303KA | HP Valves | 10QUC13AA303 | PRODUCTION
20QUC13AA303KA | HP Valves | 20QUC13AA303 | PRODUCTION
10QUC13AA304KA | HP Valves | 10QUC13AA304 | PRODUCTION
20QUC13AA304KA | HP Valves | 20QUC13AA304 | PRODUCTION
10QUC13AA305KA | HP Valves | 10QUC13AA305 | PRODUCTION
20QUC13AA305KA | HP Valves | 20QUC13AA305 | PRODUCTION
10QUC13AA306KA | HP Valves | 10QUC13AA306 | PRODUCTION
20QUC13AA306KA | HP Valves | 20QUC13AA306 | PRODUCTION
10QUC13AA307KA | HP Valves | 10QUC13AA307 | PRODUCTION
20QUC13AA307KA | HP Valves | 20QUC13AA307 | PRODUCTION
10QUC13AA312KA | HP Valves | 10QUC13AA312 | PRODUCTION
20QUC13AA312KA | HP Valves | 20QUC13AA312 | PRODUCTION
10QUC13AA401KA | HP Valves | 10QUC13AA401 | PRODUCTION
20QUC13AA401KA | HP Valves | 20QUC13AA401 | PRODUCTION
10QUC13AA402KA | HP Valves | 10QUC13AA402 | PRODUCTION
20QUC13AA402KA | HP Valves | 20QUC13AA402 | PRODUCTION
10QUC13AC001KC | Economizer | 10QUC13AC001 | PRODUCTION
20QUC13AC001KC | Economizer | 20QUC13AC001 | PRODUCTION
10QUC13AT001KT | Strainer/Filter | 10QUC13AT001 | PRODUCTION
20QUC13AT001KT | Strainer/Filter | 20QUC13AT001 | PRODUCTION
10QUC13AT002KT | Strainer/Filter | 10QUC13AT002 | PRODUCTION
20QUC13AT002KT | Strainer/Filter | 20QUC13AT002 | PRODUCTION
10QUC13AT003KT | Strainer/Filter | 10QUC13AT003 | PRODUCTION
20QUC13AT003KT | Strainer/Filter | 20QUC13AT003 | PRODUCTION
10QUC13BR001MR | Feed water before steam generator (before bep) | 10QUC13BR001 | PRODUCTION
20QUC13BR001MR | Feed water before steam generator (before bep) | 20QUC13BR001 | PRODUCTION
10QUC13BR010MR | Feed water before steam generator (before bep) | 10QUC13BR010 | PRODUCTION |  |  |  | ASTM A 213, TP- 316,
20QUC13BR010MR | Feed water before steam generator (before bep) | 20QUC13BR010 | PRODUCTION |  |  |  | ASTM A 213, TP- 316,
10QUC13BR013MR | Feed water before steam generator (before bep) | 10QUC13BR013 | PRODUCTION
20QUC13BR013MR | Feed water before steam generator (before bep) | 20QUC13BR013 | PRODUCTION
10QUC13BR014MR | Feed water before steam generator (before bep) | 10QUC13BR014 | PRODUCTION
20QUC13BR014MR | Feed water before steam generator (before bep) | 20QUC13BR014 | PRODUCTION
10QUC13BR015MR | Feed water before steam generator (before bep) | 10QUC13BR015 | PRODUCTION
20QUC13BR015MR | Feed water before steam generator (before bep) | 20QUC13BR015 | PRODUCTION
10QUC13BR016MR | Feed water before steam generator (before bep) | 10QUC13BR016 | PRODUCTION
20QUC13BR016MR | Feed water before steam generator (before bep) | 20QUC13BR016 | PRODUCTION
10QUC13BR017MR | Feed water before steam generator (before bep) | 10QUC13BR017 | PRODUCTION
20QUC13BR017MR | Feed water before steam generator (before bep) | 20QUC13BR017 | PRODUCTION
10QUC13BR018MR | Feed water before steam generator (before bep) | 10QUC13BR018 | PRODUCTION
20QUC13BR018MR | Feed water before steam generator (before bep) | 20QUC13BR018 | PRODUCTION
10QUC13BR019MR | Feed water before steam generator (before bep) | 10QUC13BR019 | PRODUCTION
20QUC13BR019MR | Feed water before steam generator (before bep) | 20QUC13BR019 | PRODUCTION
10QUC13BR023MR | Feed water before steam generator (before bep) | 10QUC13BR023 | PRODUCTION
20QUC13BR023MR | Feed water before steam generator (before bep) | 20QUC13BR023 | PRODUCTION
10QUC13BR202MR | Feed water before steam generator (before bep) | 10QUC13BR202 | PRODUCTION
20QUC13BR202MR | Feed water before steam generator (before bep) | 20QUC13BR202 | PRODUCTION
10QUC13BR501MR | Feed water before steam generator (before bep) | 10QUC13BR501 | PRODUCTION
20QUC13BR501MR | Feed water before steam generator (before bep) | 20QUC13BR501 | PRODUCTION
10QUC13CF501QP | Flow gauge | 10QUC13CF501 | PRODUCTION
20QUC13CF501QP | Flow gauge | 20QUC13CF501 | PRODUCTION
10QUC13CF502QP | Flow gauge | 10QUC13CF502 | PRODUCTION
20QUC13CF502QP | Flow gauge | 20QUC13CF502 | PRODUCTION
10QUC13CF503QP | Flow gauge | 10QUC13CF503 | PRODUCTION
20QUC13CF503QP | Flow gauge | 20QUC13CF503 | PRODUCTION
10QUC13CF504QP | Flow gauge | 10QUC13CF504 | PRODUCTION
20QUC13CF504QP | Flow gauge | 20QUC13CF504 | PRODUCTION
10QUC13CP502QP | Pressure Gauge | 10QUC13CP502 | PRODUCTION
20QUC13CP502QP | Pressure Gauge | 20QUC13CP502 | PRODUCTION
10QUC13CQ001QB | Sampling Analyzer | 10QUC13CQ001 | PRODUCTION
20QUC13CQ001QB | Sampling Analyzer | 20QUC13CQ001 | PRODUCTION
10QUC13CQ003QB | Cat cond analyzer feedwater before steam generator unit 1 | 10QUC13CQ003 | PRODUCTION |  |  | LXT 330
20QUC13CQ003QB | Cat cond analyzer feedwater before steam generator unit 2 | 20QUC13CQ003 | PRODUCTION
10QUC13CQ601QB | Sampling Analyzer | 10QUC13CQ601 | PRODUCTION
20QUC13CQ601QB | Sampling Analyzer | 20QUC13CQ601 | PRODUCTION
10QUC13CQ602QB | Sampling Analyzer | 10QUC13CQ602 | PRODUCTION
20QUC13CQ602QB | Sampling Analyzer | 20QUC13CQ602 | PRODUCTION
10QUC13CQ603QB | Quality Analyzer | 10QUC13CQ603 | PRODUCTION
20QUC13CQ603QB | Quality Analyzer | 20QUC13CQ603 | PRODUCTION
10QUC13CT201-F01 | Temperature Switch | 10QUC13CT201 | PRODUCTION
20QUC13CT201-F01 | Temperature Switch | 20QUC13CT201 | PRODUCTION
10QUC13CT501QP | Temperature Gauge | 10QUC13CT501 | PRODUCTION
20QUC13CT501QP | Temperature Gauge | 20QUC13CT501 | PRODUCTION
10QUC14AA001KA | HP Valves | 10QUC14AA001 | PRODUCTION
20QUC14AA001KA | HP Valves | 20QUC14AA001 | PRODUCTION
10QUC14AA003KA | HP Valves | 10QUC14AA003 | PRODUCTION
20QUC14AA003KA | HP Valves | 20QUC14AA003 | PRODUCTION
10QUC14AA152KA | HP Valves | 10QUC14AA152 | PRODUCTION
20QUC14AA152KA | HP Valves | 20QUC14AA152 | PRODUCTION
10QUC14AA191KA | HP Valves | 10QUC14AA191 | PRODUCTION
20QUC14AA191KA | HP Valves | 20QUC14AA191 | PRODUCTION
10QUC14AA210KA | HP Valves | 10QUC14AA210 | PRODUCTION
20QUC14AA210KA | HP Valves | 20QUC14AA210 | PRODUCTION
10QUC14AA302KA | HP Valves | 10QUC14AA302 | PRODUCTION
20QUC14AA302KA | HP Valves | 20QUC14AA302 | PRODUCTION
10QUC14AA303KA | HP Valves | 10QUC14AA303 | PRODUCTION
20QUC14AA303KA | HP Valves | 20QUC14AA303 | PRODUCTION
10QUC14AA304KA | HP Valves | 10QUC14AA304 | PRODUCTION
20QUC14AA304KA | HP Valves | 20QUC14AA304 | PRODUCTION
10QUC14AA305KA | HP Valves | 10QUC14AA305 | PRODUCTION
20QUC14AA305KA | HP Valves | 20QUC14AA305 | PRODUCTION
10QUC14AA306KA | HP Valves | 10QUC14AA306 | PRODUCTION
20QUC14AA306KA | HP Valves | 20QUC14AA306 | PRODUCTION
10QUC14AA312KA | HP Valves | 10QUC14AA312 | PRODUCTION
20QUC14AA312KA | HP Valves | 20QUC14AA312 | PRODUCTION
10QUC14AA401KA | HP Valves | 10QUC14AA401 | PRODUCTION
20QUC14AA401KA | HP Valves | 20QUC14AA401 | PRODUCTION
10QUC14AA402KA | HP Valves | 10QUC14AA402 | PRODUCTION
20QUC14AA402KA | HP Valves | 20QUC14AA402 | PRODUCTION
10QUC14BR001MR | CCCW | 10QUC14BR001 | PRODUCTION
20QUC14BR001MR | CCCW | 20QUC14BR001 | PRODUCTION
10QUC14BR010MR | CCCW | 10QUC14BR010 | PRODUCTION |  |  |  | ASTM A 213, TP- 316,
20QUC14BR010MR | CCCW | 20QUC14BR010 | PRODUCTION |  |  |  | ASTM A 213, TP- 316,
10QUC14BR013MR | CCCW | 10QUC14BR013 | PRODUCTION
20QUC14BR013MR | CCCW | 20QUC14BR013 | PRODUCTION
10QUC14BR014MR | CCCW | 10QUC14BR014 | PRODUCTION
20QUC14BR014MR | CCCW | 20QUC14BR014 | PRODUCTION
10QUC14BR015MR | CCCW | 10QUC14BR015 | PRODUCTION
20QUC14BR015MR | CCCW | 20QUC14BR015 | PRODUCTION
10QUC14BR016MR | CCCW | 10QUC14BR016 | PRODUCTION
20QUC14BR016MR | CCCW | 20QUC14BR016 | PRODUCTION
10QUC14BR017MR | CCCW | 10QUC14BR017 | PRODUCTION
20QUC14BR017MR | CCCW | 20QUC14BR017 | PRODUCTION
10QUC14BR018MR | CCCW | 10QUC14BR018 | PRODUCTION
20QUC14BR018MR | CCCW | 20QUC14BR018 | PRODUCTION
10QUC14BR019MR | CCCW | 10QUC14BR019 | PRODUCTION
20QUC14BR019MR | CCCW | 20QUC14BR019 | PRODUCTION
10QUC14BR023MR | CCCW | 10QUC14BR023 | PRODUCTION
20QUC14BR023MR | CCCW | 20QUC14BR023 | PRODUCTION
10QUC14BR202MR | CCCW | 10QUC14BR202 | PRODUCTION
20QUC14BR202MR | CCCW | 20QUC14BR202 | PRODUCTION
10QUC14BR501MR | CCCW | 10QUC14BR501 | PRODUCTION
20QUC14BR501MR | CCCW | 20QUC14BR501 | PRODUCTION
10QUC14CF501QP | Flow gauge | 10QUC14CF501 | PRODUCTION
20QUC14CF501QP | Flow gauge | 20QUC14CF501 | PRODUCTION
10QUC14CF502QP | Flow gauge | 10QUC14CF502 | PRODUCTION
20QUC14CF502QP | Flow gauge | 20QUC14CF502 | PRODUCTION
10QUC14CF503QP | Flow gauge | 10QUC14CF503 | PRODUCTION
20QUC14CF503QP | Flow gauge | 20QUC14CF503 | PRODUCTION
10QUC14CP502QP | Pressure Gauge | 10QUC14CP502 | PRODUCTION
20QUC14CP502QP | Pressure Gauge | 20QUC14CP502 | PRODUCTION
10QUC14CQ001QB | Sampling Analyzer | 10QUC14CQ001 | PRODUCTION
20QUC14CQ001QB | Sampling Analyzer | 20QUC14CQ001 | PRODUCTION
10QUC14CQ002QB | Sampling Analyzer | 10QUC14CQ002 | PRODUCTION
20QUC14CQ002QB | Sampling Analyzer | 20QUC14CQ002 | PRODUCTION
10QUC14CQ601QB | Sampling Analyzer | 10QUC14CQ601 | PRODUCTION
20QUC14CQ601QB | Sampling Analyzer | 20QUC14CQ601 | PRODUCTION
10QUC14CQ602QB | Sampling Analyzer | 10QUC14CQ602 | PRODUCTION
20QUC14CQ602QB | Sampling Analyzer | 20QUC14CQ602 | PRODUCTION
10QUC14CT201-F01 | Temperature Switch | 10QUC14CT201 | PRODUCTION
20QUC14CT201-F01 | Temperature Switch | 20QUC14CT201 | PRODUCTION
10QUC14CT501QP | Temperature Gauge | 10QUC14CT501 | PRODUCTION
20QUC14CT501QP | Temperature Gauge | 20QUC14CT501 | PRODUCTION
10QUC15AA001KA | HP Valves | 10QUC15AA001 | PRODUCTION
20QUC15AA001KA | HP Valves | 20QUC15AA001 | PRODUCTION
10QUC15AA003KA | HP Valves | 10QUC15AA003 | PRODUCTION
20QUC15AA003KA | HP Valves | 20QUC15AA003 | PRODUCTION
10QUC15AA152KA | HP Valves | 10QUC15AA152 | PRODUCTION
20QUC15AA152KA | HP Valves | 20QUC15AA152 | PRODUCTION
10QUC15AA191KA | HP Valves | 10QUC15AA191 | PRODUCTION
20QUC15AA191KA | HP Valves | 20QUC15AA191 | PRODUCTION
10QUC15AA302KA | HP Valves | 10QUC15AA302 | PRODUCTION
20QUC15AA302KA | HP Valves | 20QUC15AA302 | PRODUCTION
10QUC15AA303KA | HP Valves | 10QUC15AA303 | PRODUCTION
20QUC15AA303KA | HP Valves | 20QUC15AA303 | PRODUCTION
10QUC15AA304KA | HP Valves | 10QUC15AA304 | PRODUCTION
20QUC15AA304KA | HP Valves | 20QUC15AA304 | PRODUCTION
10QUC15AA305KA | HP Valves | 10QUC15AA305 | PRODUCTION
20QUC15AA305KA | HP Valves | 20QUC15AA305 | PRODUCTION
10QUC15AA306KA | HP Valves | 10QUC15AA306 | PRODUCTION
20QUC15AA306KA | HP Valves | 20QUC15AA306 | PRODUCTION
10QUC15AA312KA | HP Valves | 10QUC15AA312 | PRODUCTION
20QUC15AA312KA | HP Valves | 20QUC15AA312 | PRODUCTION
10QUC15AA401KA | HP Valves | 10QUC15AA401 | PRODUCTION
20QUC15AA401KA | HP Valves | 20QUC15AA401 | PRODUCTION
10QUC15AA402KA | HP Valves | 10QUC15AA402 | PRODUCTION
20QUC15AA402KA | HP Valves | 20QUC15AA402 | PRODUCTION
10QUC15BR001MR | CPU | 10QUC15BR001 | PRODUCTION
20QUC15BR001MR | CPU | 20QUC15BR001 | PRODUCTION
10QUC15BR010MR | CPU | 10QUC15BR010 | PRODUCTION |  |  |  | ASTM A 213, TP- 316,
20QUC15BR010MR | CPU | 20QUC15BR010 | PRODUCTION |  |  |  | ASTM A 213, TP- 316,
10QUC15BR013MR | CPU | 10QUC15BR013 | PRODUCTION
20QUC15BR013MR | CPU | 20QUC15BR013 | PRODUCTION
10QUC15BR014MR | CPU | 10QUC15BR014 | PRODUCTION
20QUC15BR014MR | CPU | 20QUC15BR014 | PRODUCTION
10QUC15BR015MR | CPU | 10QUC15BR015 | PRODUCTION
20QUC15BR015MR | CPU | 20QUC15BR015 | PRODUCTION
10QUC15BR016MR | CPU | 10QUC15BR016 | PRODUCTION
20QUC15BR016MR | CPU | 20QUC15BR016 | PRODUCTION
10QUC15BR017MR | CPU | 10QUC15BR017 | PRODUCTION
20QUC15BR017MR | CPU | 20QUC15BR017 | PRODUCTION
10QUC15BR018MR | CPU | 10QUC15BR018 | PRODUCTION
20QUC15BR018MR | CPU | 20QUC15BR018 | PRODUCTION
10QUC15BR019MR | CPU | 10QUC15BR019 | PRODUCTION
20QUC15BR019MR | CPU | 20QUC15BR019 | PRODUCTION
10QUC15BR023MR | CPU | 10QUC15BR023 | PRODUCTION
20QUC15BR023MR | CPU | 20QUC15BR023 | PRODUCTION
10QUC15BR202MR | CPU | 10QUC15BR202 | PRODUCTION
20QUC15BR202MR | CPU | 20QUC15BR202 | PRODUCTION
10QUC15BR501MR | CPU | 10QUC15BR501 | PRODUCTION
20QUC15BR501MR | CPU | 20QUC15BR501 | PRODUCTION
10QUC15CF501QP | Flow gauge | 10QUC15CF501 | PRODUCTION
20QUC15CF501QP | Flow gauge | 20QUC15CF501 | PRODUCTION
10QUC15CF502QP | Flow gauge | 10QUC15CF502 | PRODUCTION
20QUC15CF502QP | Flow gauge | 20QUC15CF502 | PRODUCTION
10QUC15CF503QP | Flow gauge | 10QUC15CF503 | PRODUCTION
20QUC15CF503QP | Flow gauge | 20QUC15CF503 | PRODUCTION
10QUC15CP502QP | Pressure Gauge | 10QUC15CP502 | PRODUCTION
20QUC15CP502QP | Pressure Gauge | 20QUC15CP502 | PRODUCTION
10QUC15CQ001QB | Sampling Analyzer | 10QUC15CQ001 | PRODUCTION
20QUC15CQ001QB | Sampling Analyzer | 20QUC15CQ001 | PRODUCTION
10QUC15CQ002QB | Sampling Analyzer | 10QUC15CQ002 | PRODUCTION
20QUC15CQ002QB | Sampling Analyzer | 20QUC15CQ002 | PRODUCTION
10QUC15CQ601QB | Sampling Analyzer | 10QUC15CQ601 | PRODUCTION
20QUC15CQ601QB | Sampling Analyzer | 20QUC15CQ601 | PRODUCTION
10QUC15CQ602QB | Sampling Analyzer | 10QUC15CQ602 | PRODUCTION
20QUC15CQ602QB | Sampling Analyzer | 20QUC15CQ602 | PRODUCTION
10QUC15CT201-F01 | Temperature Switch | 10QUC15CT201 | PRODUCTION
20QUC15CT201-F01 | Temperature Switch | 20QUC15CT201 | PRODUCTION
10QUC15CT501QP | Temperature Gauge | 10QUC15CT501 | PRODUCTION
20QUC15CT501QP | Temperature Gauge | 20QUC15CT501 | PRODUCTION
10QUC16AA001KA | HP Valves | 10QUC16AA001 | PRODUCTION
20QUC16AA001KA | HP Valves | 20QUC16AA001 | PRODUCTION
10QUC16AA003KA | HP Valves | 10QUC16AA003 | PRODUCTION
20QUC16AA003KA | HP Valves | 20QUC16AA003 | PRODUCTION
10QUC16AA152KA | HP Valves | 10QUC16AA152 | PRODUCTION
20QUC16AA152KA | HP Valves | 20QUC16AA152 | PRODUCTION
10QUC16AA191KA | HP Valves | 10QUC16AA191 | PRODUCTION
20QUC16AA191KA | HP Valves | 20QUC16AA191 | PRODUCTION
10QUC16AA302KA | HP Valves | 10QUC16AA302 | PRODUCTION
20QUC16AA302KA | HP Valves | 20QUC16AA302 | PRODUCTION
10QUC16AA303KA | HP Valves | 10QUC16AA303 | PRODUCTION
20QUC16AA303KA | HP Valves | 20QUC16AA303 | PRODUCTION
10QUC16AA304KA | HP Valves | 10QUC16AA304 | PRODUCTION
20QUC16AA304KA | HP Valves | 20QUC16AA304 | PRODUCTION
10QUC16AA305KA | HP Valves | 10QUC16AA305 | PRODUCTION
20QUC16AA305KA | HP Valves | 20QUC16AA305 | PRODUCTION
10QUC16AA306KA | HP Valves | 10QUC16AA306 | PRODUCTION
20QUC16AA306KA | HP Valves | 20QUC16AA306 | PRODUCTION
10QUC16AA401KA | HP Valves | 10QUC16AA401 | PRODUCTION
20QUC16AA401KA | HP Valves | 20QUC16AA401 | PRODUCTION
10QUC16AA402KA | HP Valves | 10QUC16AA402 | PRODUCTION
20QUC16AA402KA | HP Valves | 20QUC16AA402 | PRODUCTION
10QUC16BR001MR | Hotwell make-upline | 10QUC16BR001 | PRODUCTION
20QUC16BR001MR | Hotwell make-upline | 20QUC16BR001 | PRODUCTION
10QUC16BR010MR | Hotwell make-upline | 10QUC16BR010 | PRODUCTION |  |  |  | ASTM A 213, TP- 316,
20QUC16BR010MR | Hotwell make-upline | 20QUC16BR010 | PRODUCTION |  |  |  | ASTM A 213, TP- 316,
10QUC16BR013MR | Hotwell make-upline | 10QUC16BR013 | PRODUCTION
20QUC16BR013MR | Hotwell make-upline | 20QUC16BR013 | PRODUCTION
10QUC16BR014MR | Hotwell make-upline | 10QUC16BR014 | PRODUCTION
20QUC16BR014MR | Hotwell make-upline | 20QUC16BR014 | PRODUCTION
10QUC16BR015MR | Hotwell make-upline | 10QUC16BR015 | PRODUCTION
20QUC16BR015MR | Hotwell make-upline | 20QUC16BR015 | PRODUCTION
10QUC16BR016MR | Hotwell make-upline | 10QUC16BR016 | PRODUCTION
20QUC16BR016MR | Hotwell make-upline | 20QUC16BR016 | PRODUCTION
10QUC16BR017MR | Hotwell make-upline | 10QUC16BR017 | PRODUCTION
20QUC16BR017MR | Hotwell make-upline | 20QUC16BR017 | PRODUCTION
10QUC16BR018MR | Hotwell make-upline | 10QUC16BR018 | PRODUCTION
20QUC16BR018MR | Hotwell make-upline | 20QUC16BR018 | PRODUCTION
10QUC16BR019MR | Hotwell make-upline | 10QUC16BR019 | PRODUCTION
20QUC16BR019MR | Hotwell make-upline | 20QUC16BR019 | PRODUCTION
10QUC16BR023MR | Hotwell make-upline | 10QUC16BR023 | PRODUCTION
20QUC16BR023MR | Hotwell make-upline | 20QUC16BR023 | PRODUCTION
10QUC16BR202MR | Hotwell make-upline | 10QUC16BR202 | PRODUCTION
20QUC16BR202MR | Hotwell make-upline | 20QUC16BR202 | PRODUCTION
10QUC16BR501MR | Hotwell make-upline | 10QUC16BR501 | PRODUCTION
20QUC16BR501MR | Hotwell make-upline | 20QUC16BR501 | PRODUCTION
10QUC16CF501QP | Flow gauge | 10QUC16CF501 | PRODUCTION
20QUC16CF501QP | Flow gauge | 20QUC16CF501 | PRODUCTION
10QUC16CF502QP | Flow gauge | 10QUC16CF502 | PRODUCTION
20QUC16CF502QP | Flow gauge | 20QUC16CF502 | PRODUCTION
10QUC16CF503QP | Flow gauge | 10QUC16CF503 | PRODUCTION
20QUC16CF503QP | Flow gauge | 20QUC16CF503 | PRODUCTION
10QUC16CP502QP | Pressure Gauge | 10QUC16CP502 | PRODUCTION
20QUC16CP502QP | Pressure Gauge | 20QUC16CP502 | PRODUCTION
10QUC16CQ001QB | Sampling Analyzer | 10QUC16CQ001 | PRODUCTION
20QUC16CQ001QB | Sampling Analyzer | 20QUC16CQ001 | PRODUCTION
10QUC16CQ002QB | Sampling Analyzer | 10QUC16CQ002 | PRODUCTION
20QUC16CQ002QB | Sampling Analyzer | 20QUC16CQ002 | PRODUCTION
10QUC16CQ601QB | Sampling Analyzer | 10QUC16CQ601 | PRODUCTION
20QUC16CQ601QB | Sampling Analyzer | 20QUC16CQ601 | PRODUCTION
10QUC16CQ602QB | Sampling Analyzer | 10QUC16CQ602 | PRODUCTION
20QUC16CQ602QB | Sampling Analyzer | 20QUC16CQ602 | PRODUCTION
10QUC16CT201-F01 | Temperature Switch | 10QUC16CT201 | PRODUCTION
20QUC16CT201-F01 | Temperature Switch | 20QUC16CT201 | PRODUCTION
10QUC16CT501QP | Temperature Gauge | 10QUC16CT501 | PRODUCTION
20QUC16CT501QP | Temperature Gauge | 20QUC16CT501 | PRODUCTION
10QUC20BR010MR | Live steam sample to HP steam to sampling (SP) | 10QUC20BR010 | PRODUCTION |  |  | DN 20 | SA335P22
20QUC20BR010MR | Live steam sample to HP steam to sampling (SP) | 20QUC20BR010 | PRODUCTION |  |  | DN 20 | SA335P22
10QUC20BR020MR | Reducing to Sampling station | 10QUC20BR020 | PRODUCTION |  |  | DN 10
20QUC20BR020MR | Reducing to Sampling station | 20QUC20BR020 | PRODUCTION |  |  | DN 10
10QUC40BR001MR | Sampling Line, Condensate Header | 10QUC40BR001 | PRODUCTION |  |  |  | A312 TP304
20QUC40BR001MR | Sampling Line, Condensate Header | 20QUC40BR001 | PRODUCTION |  |  |  | A312 TP304
10QUD10AA001KA | HP Valves | 10QUD10AA001 | PRODUCTION
20QUD10AA001KA | HP Valves | 20QUD10AA001 | PRODUCTION
10QUD10AA002KA | HP Valves | 10QUD10AA002 | PRODUCTION
20QUD10AA002KA | HP Valves | 20QUD10AA002 | PRODUCTION
10QUD10AA152KA | HP Valves | 10QUD10AA152 | PRODUCTION
20QUD10AA152KA | HP Valves | 20QUD10AA152 | PRODUCTION
10QUD10AA191KA | HP Valves | 10QUD10AA191 | PRODUCTION
20QUD10AA191KA | HP Valves | 20QUD10AA191 | PRODUCTION
10QUD10AA202KA | HP Valves | 10QUD10AA202 | PRODUCTION
20QUD10AA202KA | HP Valves | 20QUD10AA202 | PRODUCTION
10QUD10AA302KA | HP Valves | 10QUD10AA302 | PRODUCTION
20QUD10AA302KA | HP Valves | 20QUD10AA302 | PRODUCTION
10QUD10AA303KA | HP Valves | 10QUD10AA303 | PRODUCTION
20QUD10AA303KA | HP Valves | 20QUD10AA303 | PRODUCTION
10QUD10AA304KA | HP Valves | 10QUD10AA304 | PRODUCTION
20QUD10AA304KA | HP Valves | 20QUD10AA304 | PRODUCTION
10QUD10AA305KA | HP Valves | 10QUD10AA305 | PRODUCTION
20QUD10AA305KA | HP Valves | 20QUD10AA305 | PRODUCTION
10QUD10AA306KA | HP Valves | 10QUD10AA306 | PRODUCTION
20QUD10AA306KA | HP Valves | 20QUD10AA306 | PRODUCTION
10QUD10AA307KA | HP Valves | 10QUD10AA307 | PRODUCTION
20QUD10AA307KA | Hp Valves | 20QUD10AA307 | PRODUCTION
10QUD10AA308KA | HP Valves | 10QUD10AA308 | PRODUCTION
20QUD10AA308KA | HP Valves | 20QUD10AA308 | PRODUCTION
10QUD10AA312KA | HP Valves | 10QUD10AA312 | PRODUCTION
20QUD10AA312KA | HP Valves | 20QUD10AA312 | PRODUCTION
10QUD10AA401KA | HP Valves | 10QUD10AA401 | PRODUCTION
20QUD10AA401KA | HP Valves | 20QUD10AA401 | PRODUCTION
10QUD10AA402KA | HP Valves | 10QUD10AA402 | PRODUCTION
20QUD10AA402KA | HP Valves | 20QUD10AA402 | PRODUCTION
10QUD10AT003KT | Economizer | 10QUD10AT003 | PRODUCTION
20QUD10AT003KT | Economizer | 20QUD10AT003 | PRODUCTION
10QUD10BR001MR | Boiler feed water economizer inlet | 10QUD10BR001 | PRODUCTION
20QUD10BR001MR | Boiler feed water economizer inlet | 20QUD10BR001 | PRODUCTION
10QUD10BR010MR | Boiler feed water economizer inlet | 10QUD10BR010 | PRODUCTION |  |  |  | ASTM A 213, TP- 316,
20QUD10BR010MR | Boiler feed water economizer inlet | 20QUD10BR010 | PRODUCTION |  |  |  | ASTM A 213, TP- 316,
10QUD10BR013MR | Boiler feed water economizer inlet | 10QUD10BR013 | PRODUCTION
20QUD10BR013MR | Boiler feed water economizer inlet | 20QUD10BR013 | PRODUCTION
10QUD10BR014MR | Boiler feed water economizer inlet | 10QUD10BR014 | PRODUCTION
20QUD10BR014MR | Boiler feed water economizer inlet | 20QUD10BR014 | PRODUCTION
10QUD10BR015MR | Boiler feed water economizer inlet | 10QUD10BR015 | PRODUCTION
20QUD10BR015MR | Boiler feed water economizer inlet | 20QUD10BR015 | PRODUCTION
10QUD10BR016MR | Boiler feed water economizer inlet | 10QUD10BR016 | PRODUCTION
20QUD10BR016MR | Boiler feed water economizer inlet | 20QUD10BR016 | PRODUCTION
10QUD10BR017MR | Boiler feed water economizer inlet | 10QUD10BR017 | PRODUCTION
20QUD10BR017MR | Boiler feed water economizer inlet | 20QUD10BR017 | PRODUCTION
10QUD10BR018MR | Boiler feed water economizer inlet | 10QUD10BR018 | PRODUCTION
20QUD10BR018MR | Boiler feed water economizer inlet | 20QUD10BR018 | PRODUCTION
10QUD10BR019MR | Boiler feed water economizer inlet | 10QUD10BR019 | PRODUCTION
20QUD10BR019MR | Boiler feed water economizer inlet | 20QUD10BR019 | PRODUCTION
10QUD10BR023MR | Boiler feed water economizer inlet | 10QUD10BR023 | PRODUCTION
20QUD10BR023MR | Boiler feed water economizer inlet | 20QUD10BR023 | PRODUCTION
10QUD10BR202MR | Boiler feed water economizer inlet | 10QUD10BR202 | PRODUCTION
20QUD10BR202MR | Boiler feed water economizer inlet | 20QUD10BR202 | PRODUCTION
10QUD10BR501MR | Boiler feed water economizer inlet | 10QUD10BR501 | PRODUCTION
20QUD10BR501MR | Boiler feed water economizer inlet | 20QUD10BR501 | PRODUCTION
10QUD10BR611MR | Boiler feed water economizer inlet | 10QUD10BR611 | PRODUCTION
20QUD10BR611MR | Boiler feed water economizer inlet | 20QUD10BR611 | PRODUCTION
10QUD10BR612MR | Boiler feed water economizer inlet | 10QUD10BR612 | PRODUCTION
20QUD10BR612MR | Boiler feed water economizer inlet | 20QUD10BR612 | PRODUCTION
10QUD10BR613MR | Boiler feed water economizer inlet | 10QUD10BR613 | PRODUCTION
20QUD10BR613MR | Boiler feed water economizer inlet | 20QUD10BR613 | PRODUCTION
10QUD10BR614MR | Boiler feed water economizer inlet | 10QUD10BR614 | PRODUCTION
20QUD10BR614MR | Boiler feed water economizer inlet | 20QUD10BR614 | PRODUCTION
10QUD10CF506QP | Flow gauge | 10QUD10CF506 | PRODUCTION
20QUD10CF506QP | Flow gauge | 20QUD10CF506 | PRODUCTION
10QUD10CP502QP | Pressure Gauge | 10QUD10CP502 | PRODUCTION
20QUD10CP502QP | Pressure Gauge | 20QUD10CP502 | PRODUCTION
10QUD10CQ601QB | Sampling Analyzer | 10QUD10CQ601 | PRODUCTION
20QUD10CQ601QB | Sampling Analyzer | 20QUD10CQ601 | PRODUCTION
10QUD10CQ602QB | Sampling Analyzer | 10QUD10CQ602 | PRODUCTION
20QUD10CQ602QB | Sampling Analyzer | 20QUD10CQ602 | PRODUCTION
10QUD10CQ603QB | Sampling Analyzer | 10QUD10CQ603 | PRODUCTION
20QUD10CQ603QB | Sampling Analyzer | 20QUD10CQ603 | PRODUCTION
10QUD10CQ604QB | Sampling Analyzer | 10QUD10CQ604 | PRODUCTION
20QUD10CQ604QB | Sampling Analyzer | 20QUD10CQ604 | PRODUCTION
10QUD10CQ605QB | Sampling Analyzer | 10QUD10CQ605 | PRODUCTION
20QUD10CQ605QB | Sampling Analyzer | 20QUD10CQ605 | PRODUCTION
10QUD10CT201-F01 | Temperature Switch | 10QUD10CT201 | PRODUCTION
20QUD10CT201-F01 | Temperature Switch | 20QUD10CT201 | PRODUCTION
10QUD10CT501QP | Temperature Gauge | 10QUD10CT501 | PRODUCTION
20QUD10CT501QP | Temperature Gauge | 20QUD10CT501 | PRODUCTION
10QUD16CF501QP | Flow gauge | 10QUD16CF501 | PRODUCTION
20QUD16CF501QP | Flow gauge | 20QUD16CF501 | PRODUCTION
10QUD16CP502QP | Pressure Gauge | 10QUD16CP502 | PRODUCTION
20QUD16CP502QP | Pressure Gauge | 20QUD16CP502 | PRODUCTION
10QUD16CT201-F01 | Temperature Switch | 10QUD16CT201 | PRODUCTION
20QUD16CT201-F01 | Temperature Switch | 20QUD16CT201 | PRODUCTION
10QUD16CT501QP | Temperature Gauge | 10QUD16CT501 | PRODUCTION
20QUD16CT501QP | Temperature Gauge | 20QUD16CT501 | PRODUCTION
10QUD20BR010MR | HP feed water before CV (Andritz) to HP FW to sampling (SP) | 10QUD20BR010 | PRODUCTION |  |  | DN 20 | SA106B
20QUD20BR010MR | HP feed water before CV (Andritz) to HP FW to sampling (SP) | 20QUD20BR010 | PRODUCTION |  |  | DN 20 | SA106B
10QUD20BR020MR | Reducing to Sampling station | 10QUD20BR020 | PRODUCTION |  |  | DN 10 | SA106B
20QUD20BR020MR | Reducing to Sampling station | 20QUD20BR020 | PRODUCTION |  |  | DN 10 | SA106B
10QUE10AA001KA | HP Valves | 10QUE10AA001 | PRODUCTION
20QUE10AA001KA | HP Valves | 20QUE10AA001 | PRODUCTION
10QUE10AA003KA | HP Valves | 10QUE10AA003 | PRODUCTION
20QUE10AA003KA | HP Valves | 20QUE10AA003 | PRODUCTION
10QUE10AA152KA | HP Valves | 10QUE10AA152 | PRODUCTION
20QUE10AA152KA | HP Valves | 20QUE10AA152 | PRODUCTION
10QUE10AA191KA | HP Valves | 10QUE10AA191 | PRODUCTION
20QUE10AA191KA | HP Valves | 20QUE10AA191 | PRODUCTION
10QUE10AA302KA | HP Valves | 10QUE10AA302 | PRODUCTION
20QUE10AA302KA | HP Valves | 20QUE10AA302 | PRODUCTION
10QUE10AA303KA | HP Valves | 10QUE10AA303 | PRODUCTION
20QUE10AA303KA | HP Valves | 20QUE10AA303 | PRODUCTION
10QUE10AA304KA | HP Valves | 10QUE10AA304 | PRODUCTION
20QUE10AA304KA | HP Valves | 20QUE10AA304 | PRODUCTION
10QUE10AA305KA | HP Valves | 10QUE10AA305 | PRODUCTION
20QUE10AA305KA | HP Valves | 20QUE10AA305 | PRODUCTION
10QUE10AA306KA | HP Valves | 10QUE10AA306 | PRODUCTION
20QUE10AA306KA | HP Valves | 20QUE10AA306 | PRODUCTION
10QUE10AA312KA | HP Valves | 10QUE10AA312 | PRODUCTION
20QUE10AA312KA | HP Valves | 20QUE10AA312 | PRODUCTION
10QUE10AA401KA | HP Valves | 10QUE10AA401 | PRODUCTION
20QUE10AA401KA | HP Valves | 20QUE10AA401 | PRODUCTION
10QUE10AA402KA | HP Valves | 10QUE10AA402 | PRODUCTION
20QUE10AA402KA | HP Valves | 20QUE10AA402 | PRODUCTION
10QUE10BR001MR | Boiler drum water blow down | 10QUE10BR001 | PRODUCTION
20QUE10BR001MR | Boiler drum water blow down | 20QUE10BR001 | PRODUCTION
10QUE10BR010MR | Boiler drum water blow down | 10QUE10BR010 | PRODUCTION |  |  |  | ASTM A 213, TP- 316,
20QUE10BR010MR | Boiler drum water blow down | 20QUE10BR010 | PRODUCTION |  |  |  | ASTM A 213, TP- 316,
10QUE10BR013MR | Boiler drum water blow down | 10QUE10BR013 | PRODUCTION
20QUE10BR013MR | Boiler drum water blow down | 20QUE10BR013 | PRODUCTION
10QUE10BR014MR | Boiler drum water blow down | 10QUE10BR014 | PRODUCTION
20QUE10BR014MR | Boiler drum water blow down | 20QUE10BR014 | PRODUCTION
10QUE10BR015MR | Boiler drum water blow down | 10QUE10BR015 | PRODUCTION
20QUE10BR015MR | Boiler drum water blow down | 20QUE10BR015 | PRODUCTION
10QUE10BR016MR | Boiler drum water blow down | 10QUE10BR016 | PRODUCTION
20QUE10BR016MR | Boiler drum water blow down | 20QUE10BR016 | PRODUCTION
10QUE10BR017MR | Boiler drum water blow down | 10QUE10BR017 | PRODUCTION
20QUE10BR017MR | Boiler drum water blow down | 20QUE10BR017 | PRODUCTION
10QUE10BR018MR | Boiler drum water blow down | 10QUE10BR018 | PRODUCTION
20QUE10BR018MR | Boiler drum water blow down | 20QUE10BR018 | PRODUCTION
10QUE10BR019MR | Boiler drum water blow down | 10QUE10BR019 | PRODUCTION
20QUE10BR019MR | Boiler drum water blow down | 20QUE10BR019 | PRODUCTION
10QUE10BR023MR | Boiler drum water blow down | 10QUE10BR023 | PRODUCTION
20QUE10BR023MR | Boiler drum water blow down | 20QUE10BR023 | PRODUCTION
10QUE10BR202MR | Boiler drum water blow down | 10QUE10BR202 | PRODUCTION
20QUE10BR202MR | Boiler drum water blow down | 20QUE10BR202 | PRODUCTION
10QUE10BR501MR | Boiler drum water blow down | 10QUE10BR501 | PRODUCTION
20QUE10BR501MR | Boiler drum water blow down | 20QUE10BR501 | PRODUCTION
10QUE10CF502QP | Flow gauge | 10QUE10CF502 | PRODUCTION
20QUE10CF502QP | Flow gauge | 20QUE10CF502 | PRODUCTION
10QUE10CP502QP | Pressure Gauge | 10QUE10CP502 | PRODUCTION
20QUE10CP502QP | Pressure Gauge | 20QUE10CP502 | PRODUCTION
10QUE10CQ002QB | SP cond analyser boiler drum water blowdown unit 1 | 10QUE10CQ002 | PRODUCTION
20QUE10CQ002QB | Sampling Analyzer | 20QUE10CQ002 | PRODUCTION
10QUE10CQ601QB | Sampling Analyzer | 10QUE10CQ601 | PRODUCTION
20QUE10CQ601QB | Sampling Analyzer | 20QUE10CQ601 | PRODUCTION
10QUE10CQ602QB | Sampling Analyzer | 10QUE10CQ602 | PRODUCTION
20QUE10CQ602QB | Sampling Analyzer | 20QUE10CQ602 | PRODUCTION
10QUE10CT201-F01 | Temperature Switch | 10QUE10CT201 | PRODUCTION
20QUE10CT201-F01 | Temperature Switch | 20QUE10CT201 | PRODUCTION
10QUE10CT501QP | Temperature Gauge | 10QUE10CT501 | PRODUCTION
20QUE10CT501QP | Temperature Gauge | 20QUE10CT501 | PRODUCTION
10QUE20BR010MR | Saturated steam, left to Saturated steam to sampling (SP) | 10QUE20BR010 | PRODUCTION |  |  | DN 20 | SA335P11
20QUE20BR010MR | Saturated steam, left to Saturated steam to sampling (SP) | 20QUE20BR010 | PRODUCTION |  |  | DN 20 | SA335P11
10QUE20BR020MR | Saturated steam sampling to Sampling station | 10QUE20BR020 | PRODUCTION |  |  | DN 10 | SA335P11
20QUE20BR020MR | Saturated steam sampling to Sampling station | 20QUE20BR020 | PRODUCTION |  |  | DN 10 | SA335P11
10QUF10AA001KA | HP Valves | 10QUF10AA001 | PRODUCTION
20QUF10AA001KA | HP Valves | 20QUF10AA001 | PRODUCTION
10QUF10AA002KA | HP Valves | 10QUF10AA002 | PRODUCTION
20QUF10AA002KA | HP Valves | 20QUF10AA002 | PRODUCTION
10QUF10AA003KA | HP Valves | 10QUF10AA003 | PRODUCTION
20QUF10AA003KA | HP Valves | 20QUF10AA003 | PRODUCTION
10QUF10AA152KA | HP Valves | 10QUF10AA152 | PRODUCTION
20QUF10AA152KA | HP Valves | 20QUF10AA152 | PRODUCTION
10QUF10AA191KA | HP Valves | 10QUF10AA191 | PRODUCTION
20QUF10AA191KA | HP Valves | 20QUF10AA191 | PRODUCTION
10QUF10AA202KA | HP Valves | 10QUF10AA202 | PRODUCTION
20QUF10AA202KA | HP Valves | 20QUF10AA202 | PRODUCTION
10QUF10AA203KA | HP Valves | 10QUF10AA203 | PRODUCTION
20QUF10AA203KA | HP Valves | 20QUF10AA203 | PRODUCTION
10QUF10AA302KA | HP Valves | 10QUF10AA302 | PRODUCTION
20QUF10AA302KA | HP Valves | 20QUF10AA302 | PRODUCTION
10QUF10AA303KA | HP Valves | 10QUF10AA303 | PRODUCTION
20QUF10AA303KA | HP Valves | 20QUF10AA303 | PRODUCTION
10QUF10AA304KA | HP Valves | 10QUF10AA304 | PRODUCTION
20QUF10AA304KA | HP Valves | 20QUF10AA304 | PRODUCTION
10QUF10AA305KA | HP Valves | 10QUF10AA305 | PRODUCTION
20QUF10AA305KA | HP Valves | 20QUF10AA305 | PRODUCTION
10QUF10AA306KA | HP Valves | 10QUF10AA306 | PRODUCTION
20QUF10AA306KA | HP Valves | 20QUF10AA306 | PRODUCTION
10QUF10AA307KA | HP Valves | 10QUF10AA307 | PRODUCTION
20QUF10AA307KA | HP Valves | 20QUF10AA307 | PRODUCTION
10QUF10AA308KA | HP Valves | 10QUF10AA308 | PRODUCTION
20QUF10AA308KA | HP Valves | 20QUF10AA308 | PRODUCTION
10QUF10AA312KA | HP Valves | 10QUF10AA312 | PRODUCTION
20QUF10AA312KA | HP Valves | 20QUF10AA312 | PRODUCTION
10QUF10AA401KA | HP Valves | 10QUF10AA401 | PRODUCTION
20QUF10AA401KA | HP Valves | 20QUF10AA401 | PRODUCTION
10QUF10AA402KA | HP Valves | 10QUF10AA402 | PRODUCTION
20QUF10AA402KA | HP Valves | 20QUF10AA402 | PRODUCTION
10QUF10AT003KT | Strainer/Filter | 10QUF10AT003 | PRODUCTION
20QUF10AT003KT | Strainer/Filter | 20QUF10AT003 | PRODUCTION
10QUF10BR001MR | Boiler drum (saturated steam) | 10QUF10BR001 | PRODUCTION
20QUF10BR001MR | Boiler drum (saturated steam) | 20QUF10BR001 | PRODUCTION
10QUF10BR010MR | Boiler drum (saturated steam) | 10QUF10BR010 | PRODUCTION |  |  |  | ASTM A 213, TP- 316,
20QUF10BR010MR | Boiler drum (saturated steam) | 20QUF10BR010 | PRODUCTION |  |  |  | ASTM A 213, TP- 316,
10QUF10BR013MR | Boiler drum (saturated steam) | 10QUF10BR013 | PRODUCTION
20QUF10BR013MR | Boiler drum (saturated steam) | 20QUF10BR013 | PRODUCTION
10QUF10BR014MR | Boiler drum (saturated steam) | 10QUF10BR014 | PRODUCTION
20QUF10BR014MR | Boiler drum (saturated steam) | 20QUF10BR014 | PRODUCTION
10QUF10BR015MR | Boiler drum (saturated steam) | 10QUF10BR015 | PRODUCTION
20QUF10BR015MR | Boiler drum (saturated steam) | 20QUF10BR015 | PRODUCTION
10QUF10BR016MR | Boiler drum (saturated steam) | 10QUF10BR016 | PRODUCTION
20QUF10BR016MR | Boiler drum (saturated steam) | 20QUF10BR016 | PRODUCTION
10QUF10BR017MR | Boiler drum (saturated steam) | 10QUF10BR017 | PRODUCTION
20QUF10BR017MR | Boiler drum (saturated steam) | 20QUF10BR017 | PRODUCTION
10QUF10BR018MR | Boiler drum (saturated steam) | 10QUF10BR018 | PRODUCTION
20QUF10BR018MR | Boiler drum (saturated steam) | 20QUF10BR018 | PRODUCTION
10QUF10BR019MR | Boiler drum (saturated steam) | 10QUF10BR019 | PRODUCTION
20QUF10BR019MR | Boiler drum (saturated steam) | 20QUF10BR019 | PRODUCTION
10QUF10BR023MR | Boiler drum (saturated steam) | 10QUF10BR023 | PRODUCTION
20QUF10BR023MR | Boiler drum (saturated steam) | 20QUF10BR023 | PRODUCTION
10QUF10BR202MR | Boiler drum (saturated steam) | 10QUF10BR202 | PRODUCTION
20QUF10BR202MR | Boiler drum (saturated steam) | 20QUF10BR202 | PRODUCTION
10QUF10BR501MR | Boiler drum (saturated steam) | 10QUF10BR501 | PRODUCTION
20QUF10BR501MR | Boiler drum (saturated steam) | 20QUF10BR501 | PRODUCTION
10QUF10CF501QP | Flow gauge | 10QUF10CF501 | PRODUCTION
20QUF10CF501QP | Flow gauge | 20QUF10CF501 | PRODUCTION
10QUF10CF502QP | Flow gauge | 10QUF10CF502 | PRODUCTION
20QUF10CF502QP | Flow gauge | 20QUF10CF502 | PRODUCTION
10QUF10CF503QP | Flow gauge | 10QUF10CF503 | PRODUCTION
20QUF10CF503QP | Flow gauge | 20QUF10CF503 | PRODUCTION
10QUF10CF505QP | Flow gauge | 10QUF10CF505 | PRODUCTION
20QUF10CF505QP | Flow gauge | 20QUF10CF505 | PRODUCTION
10QUF10CF507QP | Flow gauge | 10QUF10CF507 | PRODUCTION
20QUF10CF507QP | Flow gauge | 20QUF10CF507 | PRODUCTION
10QUF10CP502QP | Pressure Gauge | 10QUF10CP502 | PRODUCTION
20QUF10CP502QP | Pressure Gauge | 20QUF10CP502 | PRODUCTION
10QUF10CQ001QB | Sampling Analyzer | 10QUF10CQ001 | PRODUCTION
20QUF10CQ001QB | Sampling Analyzer | 20QUF10CQ001 | PRODUCTION
10QUF10CQ601QB | Sampling Analyzer | 10QUF10CQ601 | PRODUCTION
20QUF10CQ601QB | Sampling Analyzer | 20QUF10CQ601 | PRODUCTION
10QUF10CQ602QB | Sampling Analyzer | 10QUF10CQ602 | PRODUCTION
20QUF10CQ602QB | Sampling Analyzer | 20QUF10CQ602 | PRODUCTION
10QUF10CQ603QB | Quality Analyzer | 10QUF10CQ603 | PRODUCTION
20QUF10CQ603QB | Quality Analyzer | 20QUF10CQ603 | PRODUCTION
10QUF10CT201-F01 | Temperature Switch | 10QUF10CT201 | PRODUCTION
20QUF10CT201-F01 | Temperature Switch | 20QUF10CT201 | PRODUCTION
10QUF10CT501QP | Temperature Gauge | 10QUF10CT501 | PRODUCTION
20QUF10CT501QP | Temperature Gauge | 20QUF10CT501 | PRODUCTION
10QUF20BR010MR | Boiler water from main downcomers (Andritz) to Boiler water to sampling (SP) | 10QUF20BR010 | PRODUCTION |  |  | DN 20 | SA106B
20QUF20BR010MR | Boiler water from main downcomers (Andritz) to Boiler water to sampling (SP) | 20QUF20BR010 | PRODUCTION |  |  | DN 20 | SA106B
10QUF20BR020MR | Furnace right downcomer to Boiler water sampling | 10QUF20BR020 | PRODUCTION |  |  | DN 20 | SA106B
20QUF20BR020MR | Furnace right downcomer to Boiler water sampling | 20QUF20BR020 | PRODUCTION |  |  | DN 20 | SA106B
10QUF20BR030MR | Boiler water sampling to Sampling station | 10QUF20BR030 | PRODUCTION |  |  | DN 10 | SA106B
20QUF20BR030MR | Boiler water sampling to Sampling station | 20QUF20BR030 | PRODUCTION |  |  | DN 10 | SA106B
00SAC01AN001KN | AHU 1 | 00SAC01AN001 | PRODUCTION |  |  | ZDSAW
00SAC01AN001-M01 | AHU 1, motor | 00SAC01AN001 | PRODUCTION |  |  | IE3
00SAC02AN001KN | AHU 2 | 00SAC02AN001 | PRODUCTION |  |  | ZDSAW
00SAC02AN001-M01 | AHU 2, motor | 00SAC02AN001 | PRODUCTION |  |  | IE3
00SAC03AN001KN | AHU 3 | 00SAC03AN001 | PRODUCTION |  |  | ZDSAW
00SAC03AN001-M01 | AHU 3, motor | 00SAC03AN001 | PRODUCTION |  |  | IE3
00SCB01AA101KA | Ball Valve | 00SCB01AA101 | PRODUCTION
10SCB03AA101KA | Ball Valve | 10SCB03AA101 | PRODUCTION
20SCB03AA101KA | Ball Valve | 20SCB03AA101 | PRODUCTION
10SCB03AA301KA | Globe valve | 10SCB03AA301 | PRODUCTION
20SCB03AA301KA | Globe valve | 20SCB03AA301 | PRODUCTION
10SCB03BR001MR | Service Air | 10SCB03BR001 | PRODUCTION
20SCB03BR001MR | Service Air | 20SCB03BR001 | PRODUCTION
20SCB04AA101KA | Ball Valve | 20SCB04AA101 | PRODUCTION |  |  | BL0110 | ASTM A216 WCB
10SCB04AA301KA | Globe valve | 10SCB04AA301 | PRODUCTION
20SCB04AA301KA | Globe valve | 20SCB04AA301 | PRODUCTION
10SCB04BR001MR | Service Air | 10SCB04BR001 | PRODUCTION
20SCB04BR001MR | Service Air | 20SCB04BR001 | PRODUCTION
10SCB05AA101KA | Ball Valve | 10SCB05AA101 | PRODUCTION
20SCB05AA101KA | Ball Valve | 20SCB05AA101 | PRODUCTION
10SCB05BR001MR | Service Air | 10SCB05BR001 | PRODUCTION
20SCB05BR001MR | Service Air | 20SCB05BR001 | PRODUCTION
10SCB06AA101KA | Ball Valve | 10SCB06AA101 | PRODUCTION
20SCB06AA101KA | Ball Valve | 20SCB06AA101 | PRODUCTION
10SCB06AA301KA | Globe valve | 10SCB06AA301 | PRODUCTION
20SCB06AA301KA | Globe valve | 20SCB06AA301 | PRODUCTION
10SCB06BR001MR | Service Air | 10SCB06BR001 | PRODUCTION
20SCB06BR001MR | Service Air | 20SCB06BR001 | PRODUCTION
10SCB07AA301KA | Globe valve | 10SCB07AA301 | PRODUCTION
20SCB07AA301KA | Globe valve | 20SCB07AA301 | PRODUCTION
10SCB07BR001MR | Service Air | 10SCB07BR001 | PRODUCTION
20SCB07BR001MR | Service Air | 20SCB07BR001 | PRODUCTION
00SCB08AA101KA | Ball Valve | 00SCB08AA101 | PRODUCTION
00SCB09AA499KA | Globe valve | 00SCB09AA499 | PRODUCTION
00SCB09AA594KA | Ball Valve | 00SCB09AA594 | PRODUCTION
10SCB10AA101KA | Ball Valve | 10SCB10AA101 | PRODUCTION |  |  | SA105
20SCB10AA101KA | Ball Valve | 20SCB10AA101 | PRODUCTION |  |  | SA105
10SCB10AA102KA | Ball Valve | 10SCB10AA102 | PRODUCTION |  |  | SA105
20SCB10AA102KA | Ball Valve | 20SCB10AA102 | PRODUCTION |  |  | SA105
10SCB10AA103KA | Ball Valve | 10SCB10AA103 | PRODUCTION |  |  | SA105
20SCB10AA103KA | Ball Valve | 20SCB10AA103 | PRODUCTION |  |  | SA105
10SCB10BR001MR | Service Air Branch in TG Hall | 10SCB10BR001 | PRODUCTION |  |  |  | A53 GrB Galv.
20SCB10BR001MR | Service Air Branch in TG Hall | 20SCB10BR001 | PRODUCTION |  |  |  | A53 GrB Galv.
10SCB10BR002MR | Service Air Branch in TG Hall | 10SCB10BR002 | PRODUCTION |  |  |  | A53 GrB Galv.
20SCB10BR002MR | Service Air Branch in TG Hall | 20SCB10BR002 | PRODUCTION |  |  |  | A53 GrB Galv.
10SCB10BR003MR | Service Air Branch in TG Hall | 10SCB10BR003 | PRODUCTION |  |  |  | A53 GrB Galv.
20SCB10BR003MR | Service Air Branch in TG Hall | 20SCB10BR003 | PRODUCTION |  |  |  | A53 GrB Galv.
00SGA01AA003KA | Gate valve | 00SGA01AA003 | PRODUCTION
00SGA01AA004KA | Gate valve | 00SGA01AA004 | PRODUCTION
00SGA01AA005KA | Gate valve | 00SGA01AA005 | PRODUCTION
00SGA01AA006KA | Gate valve | 00SGA01AA006 | PRODUCTION
00SGA01AA007KA | Gate valve | 00SGA01AA007 | PRODUCTION
00SGA01AA008KA | Gate valve | 00SGA01AA008 | PRODUCTION
00SGA01AA009KA | Gate valve | 00SGA01AA009 | PRODUCTION
00SGA01AA010KA | Gate valve | 00SGA01AA010 | PRODUCTION
00SGA01AA011KA | Gate valve | 00SGA01AA011 | PRODUCTION
00SGA01AA012KA | Gate valve | 00SGA01AA012 | PRODUCTION
00SGA01AA013KA | Gate valve | 00SGA01AA013 | PRODUCTION
00SGA01AA014KA | Gate valve | 00SGA01AA014 | PRODUCTION
00SGA01AA015KA | Gate valve | 00SGA01AA015 | PRODUCTION
00SGA01AA016KA | Gate valve | 00SGA01AA016 | PRODUCTION
00SGA01AA017KA | Gate valve | 00SGA01AA017 | PRODUCTION
00SGA01AA018KA | Gate valve | 00SGA01AA018 | PRODUCTION
00SGA01AA019KA | Gate valve | 00SGA01AA019 | PRODUCTION
00SGA01AA020KA | Gate valve | 00SGA01AA020 | PRODUCTION
00SGA01AA021KA | Gate valve | 00SGA01AA021 | PRODUCTION
00SGA01AA022KA | Ball Valve | 00SGA01AA022 | PRODUCTION
00SGA01AA023KA | Gate valve | 00SGA01AA023 | PRODUCTION
00SGA01AA024KA | Gate valve | 00SGA01AA024 | PRODUCTION
00SGA01AA025KA | Gate valve | 00SGA01AA025 | PRODUCTION
00SGA01AA081KA | Gate valve | 00SGA01AA081 | PRODUCTION
00SGA01AA082KA | Gate valve | 00SGA01AA082 | PRODUCTION
00SGA01AA101KA | Globe valve | 00SGA01AA101 | PRODUCTION
00SGA01AA102KA | Globe valve | 00SGA01AA102 | PRODUCTION
00SGA01AA103KA | Globe valve | 00SGA01AA103 | PRODUCTION
00SGA01AA104KA | Globe valve | 00SGA01AA104 | PRODUCTION
00SGA01AA105KA | Globe valve | 00SGA01AA105 | PRODUCTION
00SGA01AA106KA | Globe valve | 00SGA01AA106 | PRODUCTION
00SGA01AA301KA | Fire water pumping system, valve | 00SGA01AA301 | PRODUCTION
00SGA01AA302KA | Fire water pumping system, valve | 00SGA01AA302 | PRODUCTION
00SGA01AA303KA | Fire water pumping system, valve | 00SGA01AA303 | PRODUCTION
00SGA01BR001MR | Clarified water storage tank compartment -1 to fire water system header | 00SGA01BR001 | PRODUCTION |  |  |  | ASTM A53 GR B
00SGA01BR002MR | Fire water pumping line | 00SGA01BR002 | PRODUCTION
00SGA01BR003MR | Fire water pumping line | 00SGA01BR003 | PRODUCTION
00SGA01BR004MR | Fire water pumping line | 00SGA01BR004 | PRODUCTION
00SGA01BR005MR | Fire water pumping line | 00SGA01BR005 | PRODUCTION
00SGA01BR006MR | Fire water pumping line | 00SGA01BR006 | PRODUCTION
00SGA01BR007MR | Fire water pumping line | 00SGA01BR007 | PRODUCTION
00SGA01BR008MR | Fire water pumping line | 00SGA01BR008 | PRODUCTION
00SGA01BR009MR | Fire water pumping line | 00SGA01BR009 | PRODUCTION
00SGA01BR010MR | Fire water pumping line | 00SGA01BR010 | PRODUCTION
00SGA01BR011MR | Fire water pumping line | 00SGA01BR011 | PRODUCTION
00SGA01BR012MR | Fire water pumping line | 00SGA01BR012 | PRODUCTION
00SGA01BR013MR | Fire water pumping line | 00SGA01BR013 | PRODUCTION
00SGA01BR014MR | Fire water pumping line | 00SGA01BR014 | PRODUCTION
00SGA01BR015MR | Fire water pumping line | 00SGA01BR015 | PRODUCTION
00SGA01BR016MR | Fire water pumping line | 00SGA01BR016 | PRODUCTION
00SGA01BR017MR | Fire water pumping line | 00SGA01BR017 | PRODUCTION
00SGA01BR018MR | Fire water pumping line | 00SGA01BR018 | PRODUCTION
00SGA01BR019MR | Fire water pumping line | 00SGA01BR019 | PRODUCTION
00SGA01BR020MR | Fire water pumping line | 00SGA01BR020 | PRODUCTION
00SGA01BR021MR | Fire water pumping line | 00SGA01BR021 | PRODUCTION
00SGA01BR022MR | Fire water pumping line | 00SGA01BR022 | PRODUCTION
00SGA01BR023MR | Fire water pumping line | 00SGA01BR023 | PRODUCTION
00SGA01BR024MR | Fire water pumping line | 00SGA01BR024 | PRODUCTION
00SGA01BR025MR | Fire water pumping line | 00SGA01BR025 | PRODUCTION
00SGA01BR026MR | Fire water pumping line | 00SGA01BR026 | PRODUCTION
00SGA01BR027MR | Fire water pumping line | 00SGA01BR027 | PRODUCTION
00SGA01BR028MR | Fire water pumping line | 00SGA01BR028 | PRODUCTION
00SGA01BR029MR | Fire water pumping line | 00SGA01BR029 | PRODUCTION
00SGA01BR030MR | Fire water pumping line | 00SGA01BR030 | PRODUCTION
00SGA01BR031MR | Fire water pumping line | 00SGA01BR031 | PRODUCTION
00SGA01BR032MR | Fire water pumping line | 00SGA01BR032 | PRODUCTION
00SGA01BR033MR | Fire water pumping line | 00SGA01BR033 | PRODUCTION
00SGA01BR034MR | Fire water pumping line | 00SGA01BR034 | PRODUCTION
00SGA01BR035MR | Fire water pumping line | 00SGA01BR035 | PRODUCTION
00SGA01BR036MR | Fire water pumping line | 00SGA01BR036 | PRODUCTION
00SGA01BR037MR | Fire water pumping line | 00SGA01BR037 | PRODUCTION
00SGA01BR038MR | Fire water pumping line | 00SGA01BR038 | PRODUCTION
00SGA01BR039MR | Fire water pumping line | 00SGA01BR039 | PRODUCTION
00SGA01BR040MR | Fire water pumping line | 00SGA01BR040 | PRODUCTION
00SGA01BR041MR | Fire water pumping line | 00SGA01BR041 | PRODUCTION
00SGA01BR042MR | Fire water pumping line | 00SGA01BR042 | PRODUCTION
00SGA01BR043MR | Fire water pumping line | 00SGA01BR043 | PRODUCTION
00SGA01BR044MR | Fire water pumping line | 00SGA01BR044 | PRODUCTION
00SGA01BR045MR | Fire water pumping line | 00SGA01BR045 | PRODUCTION
00SGA01BR046MR | Fire water pumping line | 00SGA01BR046 | PRODUCTION
00SGA01BR047MR | Fire water pumping line | 00SGA01BR047 | PRODUCTION
00SGA01BR048MR | Fire water pumping line | 00SGA01BR048 | PRODUCTION
00SGA01BR049MR | Fire water pumping line | 00SGA01BR049 | PRODUCTION
00SGA01BR050MR | Fire water pumping line | 00SGA01BR050 | PRODUCTION
00SGA01BR051MR | Fire water pumping line | 00SGA01BR051 | PRODUCTION
00SGA01BR052MR | Fire water pumping line | 00SGA01BR052 | PRODUCTION
00SGA01BR053MR | Fire water pumping line | 00SGA01BR053 | PRODUCTION
00SGA01BR054MR | Fire water pumping line | 00SGA01BR054 | PRODUCTION
00SGA01BR055MR | Fire water pumping line | 00SGA01BR055 | PRODUCTION
00SGA01BR056MR | Fire water pumping line | 00SGA01BR056 | PRODUCTION
00SGA01BR057MR | Fire water pumping line | 00SGA01BR057 | PRODUCTION
00SGA01BR058MR | Fire water pumping line | 00SGA01BR058 | PRODUCTION
00SGA01BR059MR | Fire water pumping line | 00SGA01BR059 | PRODUCTION
00SGA01BR060MR | Fire water pumping line | 00SGA01BR060 | PRODUCTION
00SGA01BR061MR | Fire water pumping line | 00SGA01BR061 | PRODUCTION
00SGA01BR062MR | Fire water pumping line | 00SGA01BR062 | PRODUCTION
00SGA01BR063MR | Fire water pumping line | 00SGA01BR063 | PRODUCTION
00SGA01BR064MR | Fire water pumping line | 00SGA01BR064 | PRODUCTION
00SGA01BR065MR | Fire water pumping line | 00SGA01BR065 | PRODUCTION
00SGA01BR066MR | Fire water pumping line | 00SGA01BR066 | PRODUCTION
00SGA01BR067MR | Fire water pumping line | 00SGA01BR067 | PRODUCTION
00SGA01BR068MR | Fire water pumping line | 00SGA01BR068 | PRODUCTION
00SGA01BR069MR | Fire water pumping line | 00SGA01BR069 | PRODUCTION
00SGA01BR070MR | Fire water pumping line | 00SGA01BR070 | PRODUCTION
00SGA01BR071MR | Fire water pumping line | 00SGA01BR071 | PRODUCTION
00SGA01BR072MR | Fire water pumping line | 00SGA01BR072 | PRODUCTION
00SGA01BR073MR | Fire water pumping line | 00SGA01BR073 | PRODUCTION
00SGA01BR074MR | Fire water pumping line | 00SGA01BR074 | PRODUCTION
00SGA01BR075MR | Fire water pumping line | 00SGA01BR075 | PRODUCTION
00SGA01BR076MR | Fire water pumping line | 00SGA01BR076 | PRODUCTION
00SGA01BR077MR | Fire water pumping line | 00SGA01BR077 | PRODUCTION
00SGA01BR078MR | Fire water pumping line | 00SGA01BR078 | PRODUCTION
00SGA01BR079MR | Fire water pumping line | 00SGA01BR079 | PRODUCTION
00SGA01BR080MR | Fire water pumping line | 00SGA01BR080 | PRODUCTION
00SGA01BR081MR | Fire water pumping line | 00SGA01BR081 | PRODUCTION
00SGA01BR082MR | Fire water pumping line | 00SGA01BR082 | PRODUCTION
00SGA01BR083MR | Fire water pumping line | 00SGA01BR083 | PRODUCTION
00SGA01BR084MR | Fire water pumping line | 00SGA01BR084 | PRODUCTION
00SGA01BR085MR | Fire water pumping line | 00SGA01BR085 | PRODUCTION
00SGA01CL002-U01 | Fire water, Level transmitter | 00SGA01CL002 | PRODUCTION
00SGA02AA101KA | Gate valve | 00SGA02AA101 | PRODUCTION
00SGA02AA102KA | Gate valve | 00SGA02AA102 | PRODUCTION
00SGA02AA103KA | Gate valve | 00SGA02AA103 | PRODUCTION
00SGA02AA104KA | Gate valve | 00SGA02AA104 | PRODUCTION
00SGA02AA105KA | Gate valve | 00SGA02AA105 | PRODUCTION
00SGA02AA106KA | Gate valve | 00SGA02AA106 | PRODUCTION
00SGA02BR001MR | Clarified water storage tank compartment -2 to fire water system header | 00SGA02BR001 | PRODUCTION |  |  |  | ASTM A53 GR B
00SGA02BR002MR | Fire water pumping line | 00SGA02BR002 | PRODUCTION
00SGA02BR003MR | Fire water pumping line | 00SGA02BR003 | PRODUCTION
00SGA02BR004MR | Fire water pumping line | 00SGA02BR004 | PRODUCTION
00SGA02BR005MR | Fire water pumping line | 00SGA02BR005 | PRODUCTION
00SGA02BR006MR | Fire water pumping line | 00SGA02BR006 | PRODUCTION
00SGA02BR007MR | Fire water pumping line | 00SGA02BR007 | PRODUCTION
00SGA02BR008MR | Fire water pumping line | 00SGA02BR008 | PRODUCTION
00SGA02BR009MR | Fire water pumping line | 00SGA02BR009 | PRODUCTION
00SGA02BR010MR | Fire water pumping line | 00SGA02BR010 | PRODUCTION
00SGA02BR011MR | Fire water pumping line | 00SGA02BR011 | PRODUCTION
00SGA02BR012MR | Fire water pumping line | 00SGA02BR012 | PRODUCTION
00SGA02BR013MR | Fire water pumping line | 00SGA02BR013 | PRODUCTION
00SGA02BR014MR | Fire water pumping line | 00SGA02BR014 | PRODUCTION
00SGA02BR015MR | Fire water pumping line | 00SGA02BR015 | PRODUCTION
00SGA02BR016MR | Fire water pumping line | 00SGA02BR016 | PRODUCTION
00SGA02BR017MR | Fire water pumping line | 00SGA02BR017 | PRODUCTION
00SGA02BR018MR | Fire water pumping line | 00SGA02BR018 | PRODUCTION
00SGA02BR019MR | Fire water pumping line | 00SGA02BR019 | PRODUCTION
00SGA02BR020MR | Fire water pumping line | 00SGA02BR020 | PRODUCTION
00SGA02BR021MR | Fire water pumping line | 00SGA02BR021 | PRODUCTION
00SGA02BR022MR | Fire water pumping line | 00SGA02BR022 | PRODUCTION
00SGA02BR023MR | Fire water pumping line | 00SGA02BR023 | PRODUCTION
00SGA02BR024MR | Fire water pumping line | 00SGA02BR024 | PRODUCTION
00SGA02BR025MR | Fire water pumping line | 00SGA02BR025 | PRODUCTION
00SGA02BR026MR | Fire water pumping line | 00SGA02BR026 | PRODUCTION
00SGA02BR027MR | Fire water pumping line | 00SGA02BR027 | PRODUCTION
00SGA02BR028MR | Fire water pumping line | 00SGA02BR028 | PRODUCTION
00SGA03AA101KA | Hydrant, valve | 00SGA03AA101 | PRODUCTION
00SGA03AA102KA | Hydrant, valve | 00SGA03AA102 | PRODUCTION
00SGA03AA103KA | Hydrant, valve | 00SGA03AA103 | PRODUCTION
00SGA03AA104KA | Hydrant, valve | 00SGA03AA104 | PRODUCTION
00SGA03AA105KA | Hydrant, valve | 00SGA03AA105 | PRODUCTION
00SGA03AA106KA | Hydrant, valve | 00SGA03AA106 | PRODUCTION
00SGA03BR001MR | Fire water system, conventional area | 00SGA03BR001 | PRODUCTION
00SGA03BR002MR | Fire water system, conventional area | 00SGA03BR002 | PRODUCTION
00SGA03BR003MR | Fire water system, conventional area | 00SGA03BR003 | PRODUCTION
00SGA03BR004MR | Fire water system, conventional area | 00SGA03BR004 | PRODUCTION
00SGA03BR005MR | Fire water system, conventional area | 00SGA03BR005 | PRODUCTION
00SGA03BR006MR | Fire water system, conventional area | 00SGA03BR006 | PRODUCTION
00SGA04AP0010KP | Fire Water Pump for Fire Fighting System - Electric | 00SGA04AP001 | PRODUCTION
00SGA04AP0010-M01 | Fire Water Pump for Fire Fighting System - Electric | 00SGA04AP001 | PRODUCTION
00SGA04BR001MR | Fire water system header to fire water system | 00SGA04BR001 | PRODUCTION |  |  |  | ASTM A53 GR B
00SGA06AP0010KP | Jockey Pump For Fire Fighting System - Electric | 00SGA06AP001 | PRODUCTION |  |  | NS-250-200-350P
00SGA06AP0010-M01 | Jockey Pump For Fire Fighting System - Electric | 00SGA06AP001 | PRODUCTION |  |  | 7695088-0002-R0001
00SGA07AP0010KP | Jockey Pump For Fire Fighting System - Electric | 00SGA07AP001 | PRODUCTION |  |  | NS-250-200-350P
00SGA07AP0010-M01 | Jockey Pump For Fire Fighting System - Electric | 00SGA07AP001 | PRODUCTION
00SGC01AA002KA | Spray system gate valve | 00SGC01AA002 | PRODUCTION
00SGC01AA102KA | Spray system check valve | 00SGC01AA102 | PRODUCTION
00SGC01AA103KA | Spray system check valve | 00SGC01AA103 | PRODUCTION
00SGC01AA104KA | Spray system check valve | 00SGC01AA104 | PRODUCTION
00SGC01AA105KA | Spray system check valve | 00SGC01AA105 | PRODUCTION
00SGC01AA106KA | Spray system check valve | 00SGC01AA106 | PRODUCTION
00SGC01AA201KA | Spray system drain valve | 00SGC01AA201 | PRODUCTION |  |  | SD-A61 | BRASS
00SGC01AA202KA | Spray system drain valve | 00SGC01AA202 | PRODUCTION |  |  | SD-A61 | BRASS
00SGC01AA301KA | Spray system ball valve | 00SGC01AA301 | PRODUCTION
00SGC01AA302KA | Spray system ball valve | 00SGC01AA302 | PRODUCTION
00SGC01AA303KA | Spray system ball valve | 00SGC01AA303 | PRODUCTION
00SGC01AA304KA | Spray system ball valve | 00SGC01AA304 | PRODUCTION
00SGC01AA305KA | Spray system ball valve | 00SGC01AA305 | PRODUCTION
00SGC01AA501KA | Spray system drain valve | 00SGC01AA501 | PRODUCTION |  |  | SD-A61 | BRASS
00SGC01AA502KA | Spray system drain valve | 00SGC01AA502 | PRODUCTION |  |  | SD-A61 | BRASS
00SGC01AA503KA | Spray system drain valve | 00SGC01AA503 | PRODUCTION |  |  | SD-A61 | BRASS
00SGC01AT001KT | Spray system, Y strainer | 00SGC01AT001 | PRODUCTION
00SGC01AT002KT | Spray system, Y strainer | 00SGC01AT002 | PRODUCTION
00SGC01AT101KT | Spray system, Y strainer | 00SGC01AT101 | PRODUCTION
00SGC01AT103KT | Y- Strainer | 00SGC01AT103 | PRODUCTION
00SGC01BR001MR | Spray system line | 00SGC01BR001 | PRODUCTION
00SGC01BR002MR | Spray system line | 00SGC01BR002 | PRODUCTION
00SGC01BR003MR | Spray system line | 00SGC01BR003 | PRODUCTION
00SGC01BR004MR | Spray system line | 00SGC01BR004 | PRODUCTION
00SGC01BZ001MZ | Spray deluge systems, Gong | 00SGC01BZ001 | PRODUCTION
00SGC01CG201-F01 | Limit switch | 00SGC01CG201 | PRODUCTION
00SGC01CP201-F01 | Pressure switch | 00SGC01CP201 | PRODUCTION
00SGC01CP202-F01 | Pressure switch | 00SGC01CP202 | PRODUCTION
00SGC02AA002KA | Spray system gate valve | 00SGC02AA002 | PRODUCTION
00SGC02AA102KA | Spray system check valve | 00SGC02AA102 | PRODUCTION
00SGC02AA103KA | Spray system check valve | 00SGC02AA103 | PRODUCTION
00SGC02AA104KA | Spray system check valve | 00SGC02AA104 | PRODUCTION
00SGC02AA105KA | Spray system check valve | 00SGC02AA105 | PRODUCTION
00SGC02AA106KA | Spray system check valve | 00SGC02AA106 | PRODUCTION
00SGC02AA201KA | Spray system valve | 00SGC02AA201 | PRODUCTION
00SGC02AA202KA | Spray system valve | 00SGC02AA202 | PRODUCTION
00SGC02AA301KA | Spray system ball valve | 00SGC02AA301 | PRODUCTION
00SGC02AA302KA | Spray system ball valve | 00SGC02AA302 | PRODUCTION
00SGC02AA303KA | Spray system ball valve | 00SGC02AA303 | PRODUCTION
00SGC02AA304KA | Spray system ball valve | 00SGC02AA304 | PRODUCTION
00SGC02AA305KA | Spray system ball valve | 00SGC02AA305 | PRODUCTION
00SGC02AA501KA | Spray system valve | 00SGC02AA501 | PRODUCTION
00SGC02AA502KA | Spray system drain valve | 00SGC02AA502 | PRODUCTION |  |  | SD-A61 | BRASS
00SGC02AA503KA | Spray system drain valve | 00SGC02AA503 | PRODUCTION |  |  | SD-A61 | BRASS
00SGC02AT001KT | Spray system, Y strainer | 00SGC02AT001 | PRODUCTION
00SGC02AT002KT | Spray system, Y strainer | 00SGC02AT002 | PRODUCTION
00SGC02AT101KT | Spray system, Y strainer | 00SGC02AT101 | PRODUCTION
00SGC02AT103KT | Y- Strainer | 00SGC02AT103 | PRODUCTION
00SGC02AT104KT | Y- Strainer | 00SGC02AT104 | PRODUCTION
00SGC02BR001MR | Spray system line | 00SGC02BR001 | PRODUCTION
00SGC02BR002MR | Spray system line | 00SGC02BR002 | PRODUCTION
00SGC02BR003MR | Spray system line | 00SGC02BR003 | PRODUCTION
00SGC02BR004MR | Spray system line | 00SGC02BR004 | PRODUCTION
00SGC02BZ001MZ | Spray deluge systems, Gong | 00SGC02BZ001 | PRODUCTION
00SGC02CG201-F01 | Limit switch | 00SGC02CG201 | PRODUCTION
00SGC02CP201-F01 | Pressure switch | 00SGC02CP201 | PRODUCTION
00SGC02CP202-F01 | Pressure switch | 00SGC02CP202 | PRODUCTION
00SGC03AA002KA | Spray system, gate valve | 00SGC03AA002 | PRODUCTION
00SGC03AA102KA | Spray system check valve | 00SGC03AA102 | PRODUCTION
00SGC03AA103KA | Spray system check valve | 00SGC03AA103 | PRODUCTION
00SGC03AA104KA | Spray system check valve | 00SGC03AA104 | PRODUCTION
00SGC03AA105KA | Spray system check valve | 00SGC03AA105 | PRODUCTION
00SGC03AA106KA | Spray system check valve | 00SGC03AA106 | PRODUCTION
00SGC03AA201KA | Spray system valve | 00SGC03AA201 | PRODUCTION
00SGC03AA202KA | Spray system valve | 00SGC03AA202 | PRODUCTION
00SGC03AA301KA | Spray system ball valve | 00SGC03AA301 | PRODUCTION
00SGC03AA302KA | Spray system ball valve | 00SGC03AA302 | PRODUCTION
00SGC03AA303KA | Spray system ball valve | 00SGC03AA303 | PRODUCTION
00SGC03AA304KA | Spray system ball valve | 00SGC03AA304 | PRODUCTION
00SGC03AA305KA | Spray system ball valve | 00SGC03AA305 | PRODUCTION
00SGC03AA501KA | Spray system valve | 00SGC03AA501 | PRODUCTION
00SGC03AA502KA | Spray system drain valve | 00SGC03AA502 | PRODUCTION |  |  | SD-A61 | BRASS
00SGC03AA503KA | Spray system drain valve | 00SGC03AA503 | PRODUCTION |  |  | SD-A61 | BRASS
00SGC03AT001KT | Spray system, Y strainer | 00SGC03AT001 | PRODUCTION
00SGC03AT002KT | Spray system, Y strainer | 00SGC03AT002 | PRODUCTION
00SGC03AT101KT | Spray system, Y strainer | 00SGC03AT101 | PRODUCTION
00SGC03AT103KT | Spray system, Y strainer | 00SGC03AT103 | PRODUCTION
00SGC03BR001MR | Spray system line | 00SGC03BR001 | PRODUCTION
00SGC03BR002MR | Spray system line | 00SGC03BR002 | PRODUCTION
00SGC03BR003MR | Spray system line | 00SGC03BR003 | PRODUCTION
00SGC03BR004MR | Spray system line | 00SGC03BR004 | PRODUCTION
00SGC03BZ001MZ | Spray deluge systems, Gong | 00SGC03BZ001 | PRODUCTION
00SGC03CG201-F01 | Limit switch | 00SGC03CG201 | PRODUCTION
00SGC03CP201-F01 | Pressure switch | 00SGC03CP201 | PRODUCTION
00SGC03CP202-F01 | Pressure switch | 00SGC03CP202 | PRODUCTION
00SGC04AA002KA | Spray system gate valve | 00SGC04AA002 | PRODUCTION
00SGC04AA102KA | Spray system check valve | 00SGC04AA102 | PRODUCTION
00SGC04AA103KA | Spray system check valve | 00SGC04AA103 | PRODUCTION
00SGC04AA104KA | Spray system check valve | 00SGC04AA104 | PRODUCTION
00SGC04AA105KA | Spray system check valve | 00SGC04AA105 | PRODUCTION
00SGC04AA106KA | Spray system check valve | 00SGC04AA106 | PRODUCTION
00SGC04AA201KA | Spray system valve | 00SGC04AA201 | PRODUCTION
00SGC04AA202KA | Spray system valve | 00SGC04AA202 | PRODUCTION
00SGC04AA301KA | Spray system ball valve | 00SGC04AA301 | PRODUCTION
00SGC04AA302KA | Spray system ball valve | 00SGC04AA302 | PRODUCTION
00SGC04AA303KA | Spray system ball valve | 00SGC04AA303 | PRODUCTION
00SGC04AA304KA | Spray system ball valve | 00SGC04AA304 | PRODUCTION
00SGC04AA305KA | Spray system ball valve | 00SGC04AA305 | PRODUCTION
00SGC04AA401KA | Spray system valve | 00SGC04AA401 | PRODUCTION
00SGC04AA501KA | Spray system drain valve | 00SGC04AA501 | PRODUCTION |  |  | SD-A61 | BRASS
00SGC04AA502KA | Spray system drain valve | 00SGC04AA502 | PRODUCTION |  |  | SD-A61 | BRASS
00SGC04AA503KA | Spray system drain valve | 00SGC04AA503 | PRODUCTION |  |  | SD-A61 | BRASS
00SGC04AT001KT | Spray system, Y strainer | 00SGC04AT001 | PRODUCTION
00SGC04AT002KT | Spray system, Y strainer | 00SGC04AT002 | PRODUCTION
00SGC04AT101KT | Spray system, Y strainer | 00SGC04AT101 | PRODUCTION
00SGC04AT103KT | Y- Strainer | 00SGC04AT103 | PRODUCTION
00SGC04BR001MR | Spray system line | 00SGC04BR001 | PRODUCTION
00SGC04BR002MR | Spray system line | 00SGC04BR002 | PRODUCTION
00SGC04BR003MR | Spray system line | 00SGC04BR003 | PRODUCTION
00SGC04BR004MR | Spray system line | 00SGC04BR004 | PRODUCTION
00SGC04BZ001MZ | Spray deluge systems, Gong | 00SGC04BZ001 | PRODUCTION
00SGC04CG201-F01 | Limit switch | 00SGC04CG201 | PRODUCTION
00SGC04CP201-F01 | Pressure switch | 00SGC04CP201 | PRODUCTION
00SGC04CP202-F01 | Pressure switch | 00SGC04CP202 | PRODUCTION
00SGC05AA002KA | Spray system gate valve | 00SGC05AA002 | PRODUCTION
00SGC05AA101KA | Spray system check valve | 00SGC05AA101 | PRODUCTION
00SGC05AA102KA | Spray system check valve | 00SGC05AA102 | PRODUCTION
00SGC05AA103KA | Spray system check valve | 00SGC05AA103 | PRODUCTION
00SGC05AA104KA | Spray system check valve | 00SGC05AA104 | PRODUCTION
00SGC05AA105KA | Spray system check valve | 00SGC05AA105 | PRODUCTION
00SGC05AA106KA | Spray system check valve | 00SGC05AA106 | PRODUCTION
00SGC05AA201KA | Spray system valve | 00SGC05AA201 | PRODUCTION
00SGC05AA202KA | Spray system valve | 00SGC05AA202 | PRODUCTION
00SGC05AA301KA | Spray system ball valve | 00SGC05AA301 | PRODUCTION
00SGC05AA302KA | Spray system ball valve | 00SGC05AA302 | PRODUCTION
00SGC05AA303KA | Spray system ball valve | 00SGC05AA303 | PRODUCTION
00SGC05AA304KA | Spray system ball valve | 00SGC05AA304 | PRODUCTION
00SGC05AA305KA | Spray system ball valve | 00SGC05AA305 | PRODUCTION
00SGC05AA501KA | Spray system drain valve | 00SGC05AA501 | PRODUCTION |  |  | SD-A61 | BRASS
00SGC05AA502KA | Spray system drain valve | 00SGC05AA502 | PRODUCTION |  |  | SD-A61 | BRASS
00SGC05AA503KA | Spray system drain valve | 00SGC05AA503 | PRODUCTION |  |  | SD-A61 | BRASS
00SGC05AT001KT | Spray system, Y strainer | 00SGC05AT001 | PRODUCTION
00SGC05AT002KT | Spray system, Y strainer | 00SGC05AT002 | PRODUCTION
00SGC05AT101KT | Spray system, Y strainer | 00SGC05AT101 | PRODUCTION
00SGC05AT103KT | Y- Strainer | 00SGC05AT103 | PRODUCTION
00SGC05BR001MR | Spray system line | 00SGC05BR001 | PRODUCTION
00SGC05BR002MR | Spray system line | 00SGC05BR002 | PRODUCTION
00SGC05BR003MR | Spray system line | 00SGC05BR003 | PRODUCTION
00SGC05BR004MR | Spray system line | 00SGC05BR004 | PRODUCTION
00SGC05BZ001MZ | Spray deluge systems, Gong | 00SGC05BZ001 | PRODUCTION
00SGC05CG201-F01 | Limit switch | 00SGC05CG201 | PRODUCTION
00SGC05CP201-F01 | Pressure switch | 00SGC05CP201 | PRODUCTION
00SGC05CP202-F01 | Pressure switch | 00SGC05CP202 | PRODUCTION
00SGC06AA002KA | Spray system gate valve | 00SGC06AA002 | PRODUCTION
00SGC06AA003KA | Spray system gate valve | 00SGC06AA003 | PRODUCTION
00SGC06AA004KA | Spray system gate valve | 00SGC06AA004 | PRODUCTION
00SGC06AA005KA | Spray system gate valve | 00SGC06AA005 | PRODUCTION
00SGC06AA006KA | Spray system gate valve | 00SGC06AA006 | PRODUCTION
00SGC06AA102KA | Spray system check valve | 00SGC06AA102 | PRODUCTION
00SGC06AA103KA | Spray system check valve | 00SGC06AA103 | PRODUCTION
00SGC06AA104KA | Spray system check valve | 00SGC06AA104 | PRODUCTION
00SGC06AA105KA | Spray system check valve | 00SGC06AA105 | PRODUCTION
00SGC06AA106KA | Spray system check valve | 00SGC06AA106 | PRODUCTION
00SGC06AA201KA | Spray system valve | 00SGC06AA201 | PRODUCTION
00SGC06AA202KA | Spray system valve | 00SGC06AA202 | PRODUCTION
00SGC06AA301KA | Spray system ball valve | 00SGC06AA301 | PRODUCTION
00SGC06AA302KA | Spray system ball valve | 00SGC06AA302 | PRODUCTION
00SGC06AA303KA | Spray system ball valve | 00SGC06AA303 | PRODUCTION
00SGC06AA304KA | Spray system ball valve | 00SGC06AA304 | PRODUCTION
00SGC06AA305KA | Spray system ball valve | 00SGC06AA305 | PRODUCTION
00SGC06AA501KA | Spray system drain valve | 00SGC06AA501 | PRODUCTION |  |  | SD-A61 | BRASS
00SGC06AA502KA | Spray system drain valve | 00SGC06AA502 | PRODUCTION |  |  | SD-A61 | BRASS
00SGC06AA503KA | Spray system drain valve | 00SGC06AA503 | PRODUCTION |  |  | SD-A61 | BRASS
00SGC06AT001KT | Spray system, Y strainer | 00SGC06AT001 | PRODUCTION
00SGC06AT002KT | Spray system, Y strainer | 00SGC06AT002 | PRODUCTION
00SGC06AT101KT | Spray system, Y strainer | 00SGC06AT101 | PRODUCTION
00SGC06AT103KT | Y- Strainer | 00SGC06AT103 | PRODUCTION
00SGC06BR001MR | Spray system line | 00SGC06BR001 | PRODUCTION
00SGC06BR002MR | Spray system line | 00SGC06BR002 | PRODUCTION
00SGC06BR003MR | Spray system line | 00SGC06BR003 | PRODUCTION
00SGC06BR004MR | Spray system line | 00SGC06BR004 | PRODUCTION
00SGC06BZ001MZ | Spray deluge systems, Gong | 00SGC06BZ001 | PRODUCTION
00SGC06CG201-F01 | Limit switch | 00SGC06CG201 | PRODUCTION
00SGC06CP201-F01 | Pressure switch | 00SGC06CP201 | PRODUCTION
00SGC06CP202-F01 | Pressure switch | 00SGC06CP202 | PRODUCTION
00SGE01AA101KA | Globe valve | 00SGE01AA101 | PRODUCTION
00SGE01AA103KA | Sprinkler systems, Ball valve | 00SGE01AA103 | PRODUCTION
00SGE01AA201KA | Sprinkler systems, Ball valve | 00SGE01AA201 | PRODUCTION
00SGE01AA202KA | Angel valve | 00SGE01AA202 | PRODUCTION
00SGE01AA301KA | Sprinkler systems, Ball valve | 00SGE01AA301 | PRODUCTION
00SGE01AA303KA | Sprinkler systems, Ball valve | 00SGE01AA303 | PRODUCTION
00SGE01AA304KA | Sprinkler systems, Ball valve | 00SGE01AA304 | PRODUCTION
00SGE01AA401KA | Sprinkler systems, Check valve | 00SGE01AA401 | PRODUCTION
00SGE01BR001MR | Sprinkler pipe line | 00SGE01BR001 | PRODUCTION
00SGE01BR002MR | Sprinkler pipe line | 00SGE01BR002 | PRODUCTION
00SGE01BR003MR | Sprinkler pipe line | 00SGE01BR003 | PRODUCTION
00SGE01BR004MR | Sprinkler pipe line | 00SGE01BR004 | PRODUCTION
00SGE01BZ001MZ | Sprinkler systems, Gong | 00SGE01BZ001 | PRODUCTION
00SGE01CP201-F01 | Pressure switch | 00SGE01CP201 | PRODUCTION
00SGE02AA101KA | Globe valve | 00SGE02AA101 | PRODUCTION
00SGE02AA103KA | Sprinkler systems, Ball valve | 00SGE02AA103 | PRODUCTION
00SGE02AA201KA | Sprinkler systems, Ball valve | 00SGE02AA201 | PRODUCTION
00SGE02AA202KA | Angel valve | 00SGE02AA202 | PRODUCTION
00SGE02AA301KA | Sprinkler systems, Ball valve | 00SGE02AA301 | PRODUCTION
00SGE02AA303KA | Sprinkler systems, Ball valve | 00SGE02AA303 | PRODUCTION
00SGE02AA304KA | Sprinkler systems, Ball valve | 00SGE02AA304 | PRODUCTION
00SGE02AA401KA | Sprinkler systems, Check valve | 00SGE02AA401 | PRODUCTION
00SGE02BR001MR | Sprinkler pipe line | 00SGE02BR001 | PRODUCTION
00SGE02BR002MR | Sprinkler pipe line | 00SGE02BR002 | PRODUCTION
00SGE02BR003MR | Sprinkler pipe line | 00SGE02BR003 | PRODUCTION
00SGE02BR004MR | Sprinkler pipe line | 00SGE02BR004 | PRODUCTION
00SGE02BR005MR | Sprinkler pipe line | 00SGE02BR005 | PRODUCTION
00SGE02BR006MR | Sprinkler pipe line | 00SGE02BR006 | PRODUCTION
00SGE02BR008MR | Sprinkler pipe line | 00SGE02BR008 | PRODUCTION
00SGE02BZ001MZ | Sprinkler systems, Gong | 00SGE02BZ001 | PRODUCTION
00SGE02CP201-F01 | Pressure switch | 00SGE02CP201 | PRODUCTION
00SGE03AA002KA | Sprinkler systems, gate valve | 00SGE03AA002 | PRODUCTION
00SGE03AA101KA | Globe valve | 00SGE03AA101 | PRODUCTION
00SGE03AA103KA | Sprinkler systems, Ball valve | 00SGE03AA103 | PRODUCTION
00SGE03AA201KA | Sprinkler systems, Ball valve | 00SGE03AA201 | PRODUCTION
00SGE03AA202KA | Angel valve | 00SGE03AA202 | PRODUCTION
00SGE03AA301KA | Sprinkler systems, Ball valve | 00SGE03AA301 | PRODUCTION
00SGE03AA303KA | Sprinkler systems, Ball valve | 00SGE03AA303 | PRODUCTION
00SGE03AA304KA | Sprinkler systems, Ball valve | 00SGE03AA304 | PRODUCTION
00SGE03BR001MR | Sprinkler pipe line | 00SGE03BR001 | PRODUCTION
00SGE03BR002MR | Sprinkler pipe line | 00SGE03BR002 | PRODUCTION
00SGE03BR003MR | Sprinkler pipe line | 00SGE03BR003 | PRODUCTION
00SGE03BR004MR | Sprinkler pipe line | 00SGE03BR004 | PRODUCTION
00SGE03BZ001MZ | Sprinkler systems, Gong | 00SGE03BZ001 | PRODUCTION
00SGE03CP201-F01 | Pressure switch | 00SGE03CP201 | PRODUCTION
00SGE04AA101KA | Globe valve | 00SGE04AA101 | PRODUCTION
00SGE04AA103KA | Sprinkler systems, Ball valve | 00SGE04AA103 | PRODUCTION
00SGE04AA201KA | Sprinkler systems, Ball valve | 00SGE04AA201 | PRODUCTION
00SGE04AA202KA | Angel valve | 00SGE04AA202 | PRODUCTION
00SGE04AA301KA | Sprinkler systems, Ball valve | 00SGE04AA301 | PRODUCTION
00SGE04AA303KA | Sprinkler systems, Ball valve | 00SGE04AA303 | PRODUCTION
00SGE04AA304KA | Sprinkler systems, Ball valve | 00SGE04AA304 | PRODUCTION
00SGE04AA401KA | Sprinkler systems, Check valve | 00SGE04AA401 | PRODUCTION
00SGE04BR001MR | Sprinkler pipe line | 00SGE04BR001 | PRODUCTION
00SGE04BR002MR | Sprinkler pipe line | 00SGE04BR002 | PRODUCTION
00SGE04BR003MR | Sprinkler pipe line | 00SGE04BR003 | PRODUCTION
00SGE04BR004MR | Sprinkler pipe line | 00SGE04BR004 | PRODUCTION
00SGE04BZ001MZ | Sprinkler systems, Gong | 00SGE04BZ001 | PRODUCTION
00SGE04CP201-F01 | Pressure switch | 00SGE04CP201 | PRODUCTION
00SGE05AA101KA | Globe valve | 00SGE05AA101 | PRODUCTION
00SGE05AA103KA | Sprinkler systems, Ball valve | 00SGE05AA103 | PRODUCTION
00SGE05AA201KA | Sprinkler systems, Ball valve | 00SGE05AA201 | PRODUCTION
00SGE05AA202KA | Angel valve | 00SGE05AA202 | PRODUCTION
00SGE05AA301KA | Sprinkler systems, Ball valve | 00SGE05AA301 | PRODUCTION
00SGE05AA303KA | Sprinkler systems, Ball valve | 00SGE05AA303 | PRODUCTION
00SGE05AA304KA | Sprinkler systems, Ball valve | 00SGE05AA304 | PRODUCTION
00SGE05BR001MR | Sprinkler pipe line | 00SGE05BR001 | PRODUCTION
00SGE05BR002MR | Sprinkler pipe line | 00SGE05BR002 | PRODUCTION
00SGE05BR003MR | Sprinkler pipe line | 00SGE05BR003 | PRODUCTION
00SGE05BR004MR | Sprinkler pipe line | 00SGE05BR004 | PRODUCTION
00SGE05BZ001MZ | Sprinkler systems, Gong | 00SGE05BZ001 | PRODUCTION
00SGE05CP201-F01 | Pressure switch | 00SGE05CP201 | PRODUCTION
00SGE06AA101KA | Globe valve | 00SGE06AA101 | PRODUCTION
00SGE06AA103KA | Sprinkler systems, Ball valve | 00SGE06AA103 | PRODUCTION
00SGE06AA201KA | Sprinkler systems, Ball valve | 00SGE06AA201 | PRODUCTION
00SGE06AA202KA | Angel valve | 00SGE06AA202 | PRODUCTION
00SGE06AA301KA | Sprinkler systems, Ball valve | 00SGE06AA301 | PRODUCTION
00SGE06AA303KA | Sprinkler systems, Ball valve | 00SGE06AA303 | PRODUCTION
00SGE06AA304KA | Sprinkler systems, Ball valve | 00SGE06AA304 | PRODUCTION
00SGE06AA401KA | Sprinkler systems, Check valve | 00SGE06AA401 | PRODUCTION
00SGE06BR001MR | Sprinkler pipe line | 00SGE06BR001 | PRODUCTION
00SGE06BR002MR | Sprinkler pipe line | 00SGE06BR002 | PRODUCTION
00SGE06BR003MR | Sprinkler pipe line | 00SGE06BR003 | PRODUCTION
00SGE06BR004MR | Sprinkler pipe line | 00SGE06BR004 | PRODUCTION
00SGE06BZ001MZ | Sprinkler systems, Gong | 00SGE06BZ001 | PRODUCTION
00SGE06CP201-F01 | Pressure switch | 00SGE06CP201 | PRODUCTION
00SGE07AA101KA | Globe valve | 00SGE07AA101 | PRODUCTION
00SGE07AA103KA | Ball Valve | 00SGE07AA103 | PRODUCTION
00SGE07AA201KA | Ball Valve | 00SGE07AA201 | PRODUCTION
00SGE07AA202KA | Angel valve | 00SGE07AA202 | PRODUCTION
00SGE07AA301KA | Ball Valve | 00SGE07AA301 | PRODUCTION
00SGE07AA303KA | Ball Valve | 00SGE07AA303 | PRODUCTION
00SGE07AA304KA | Ball Valve | 00SGE07AA304 | PRODUCTION
00SGE07BR001MR | Sprinkler pipe line | 00SGE07BR001 | PRODUCTION
00SGE07BR002MR | Sprinkler pipe line | 00SGE07BR002 | PRODUCTION
00SGE07BR003MR | Sprinkler pipe line | 00SGE07BR003 | PRODUCTION
00SGE07BR004MR | Sprinkler pipe line | 00SGE07BR004 | PRODUCTION
00SGE07BZ001MZ | Sprinkler systems, Gong | 00SGE07BZ001 | PRODUCTION
00SGE07CP201-F01 | Pressure switch | 00SGE07CP201 | PRODUCTION
00SGF01AA002KA | Gate valve | 00SGF01AA002 | PRODUCTION
00SGF01AA103KA | Check valve | 00SGF01AA103 | PRODUCTION
00SGF01AA201KA | Gate valve | 00SGF01AA201 | PRODUCTION
00SGF01AA202KA | Gate valve | 00SGF01AA202 | PRODUCTION
00SGF01AA301KA | Ball Valve | 00SGF01AA301 | PRODUCTION
00SGF01AA302KA | Ball Valve | 00SGF01AA302 | PRODUCTION
00SGF01AA501KA | Angel valve | 00SGF01AA501 | PRODUCTION
00SGF01AA502KA | Angel valve | 00SGF01AA502 | PRODUCTION
00SGF01AA503KA | Angel valve | 00SGF01AA503 | PRODUCTION
00SGF01BB001KD | Common foam unit | 00SGF01BB001 | PRODUCTION
00SGF01BR001MR | Foam fire-fighting system | 00SGF01BR001 | PRODUCTION
00SGF01BR004MR | Foam fire-fighting system | 00SGF01BR004 | PRODUCTION
00SGF01BZ001MZ | Foam fire-fighting system, Gong | 00SGF01BZ001 | PRODUCTION
00SGF01CG201-F01 | Limit switch | 00SGF01CG201 | PRODUCTION
00SGF01CP201-F01 | Pressure switch | 00SGF01CP201 | PRODUCTION
00SGF01CP202-F01 | Pressure switch | 00SGF01CP202 | PRODUCTION
00SGF02AA101KA | Gate valve | 00SGF02AA101 | PRODUCTION
00SGF02AA102KA | Gate valve | 00SGF02AA102 | PRODUCTION
00SGF02AA103KA | Check valve | 00SGF02AA103 | PRODUCTION
00SGF02AA202KA | Gate valve | 00SGF02AA202 | PRODUCTION
00SGF02AA301KA | Ball Valve | 00SGF02AA301 | PRODUCTION
00SGF02AA302KA | Ball Valve | 00SGF02AA302 | PRODUCTION
00SGF02AA401KA | Foam fire-fighting system, deluge valve | 00SGF02AA401 | PRODUCTION |  |  | SD-DVH2
00SGF02AA501KA | Angel valve | 00SGF02AA501 | PRODUCTION
00SGF02AA502KA | Angel valve | 00SGF02AA502 | PRODUCTION
00SGF02AA503KA | Angel valve | 00SGF02AA503 | PRODUCTION
00SGF02AT101KT | Y- strainer | 00SGF02AT101 | PRODUCTION
00SGF02BB001KD | Bladder tank | 00SGF02BB001 | PRODUCTION
00SGF02BR001MR | Foam fire-fighting system | 00SGF02BR001 | PRODUCTION
00SGF02BR002MR | Foam fire-fighting system | 00SGF02BR002 | PRODUCTION
00SGF02BR003MR | Foam fire-fighting system | 00SGF02BR003 | PRODUCTION
00SGF02BR004MR | Foam fire-fighting system | 00SGF02BR004 | PRODUCTION
00SGF02BZ001MZ | Foam fire-fighting system, Gong | 00SGF02BZ001 | PRODUCTION
00SGF02CG201-F01 | Limit switch | 00SGF02CG201 | PRODUCTION
00SGF03AA101KA | Gate valve | 00SGF03AA101 | PRODUCTION
00SGF03AA102KA | Gate valve | 00SGF03AA102 | PRODUCTION
00SGF03AA103KA | Check valve | 00SGF03AA103 | PRODUCTION
00SGF03AA107KA | Check valve | 00SGF03AA107 | PRODUCTION
00SGF03AA201KA | Gate valve | 00SGF03AA201 | PRODUCTION
00SGF03AA202KA | Gate valve | 00SGF03AA202 | PRODUCTION
00SGF03AA301KA | Ball Valve | 00SGF03AA301 | PRODUCTION
00SGF03AA302KA | Ball Valve | 00SGF03AA302 | PRODUCTION
00SGF03AA501KA | Angel valve | 00SGF03AA501 | PRODUCTION
00SGF03AA502KA | Angel valve | 00SGF03AA502 | PRODUCTION
00SGF03AA503KA | Angel valve | 00SGF03AA503 | PRODUCTION
00SGF03BB001KD | CU.M atmospheric foam tank | 00SGF03BB001 | PRODUCTION
00SGF03BR001MR | Foam fire-fighting system | 00SGF03BR001 | PRODUCTION
00SGF03BR002MR | Foam fire-fighting system | 00SGF03BR002 | PRODUCTION
00SGF03BR003MR | Foam fire-fighting system | 00SGF03BR003 | PRODUCTION
00SGF03BR004MR | Foam fire-fighting system | 00SGF03BR004 | PRODUCTION
00SGF03BZ001MZ | Foam fire-fighting system, Gong | 00SGF03BZ001 | PRODUCTION
00SGF03CG201-F01 | Limit switch | 00SGF03CG201 | PRODUCTION
00SGF03CP201-F01 | Pressure switch | 00SGF03CP201 | PRODUCTION
00SGF04AA101KA | Gate valve | 00SGF04AA101 | PRODUCTION
00SGF04AA102KA | Gate valve | 00SGF04AA102 | PRODUCTION
00SGF04AA103KA | Check valve | 00SGF04AA103 | PRODUCTION
00SGF04AA107KA | Check valve | 00SGF04AA107 | PRODUCTION
00SGF04AA201KA | Gate valve | 00SGF04AA201 | PRODUCTION
00SGF04AA202KA | Gate valve | 00SGF04AA202 | PRODUCTION
00SGF04AA301KA | Ball valve | 00SGF04AA301 | PRODUCTION
00SGF04AA302KA | Ball valve | 00SGF04AA302 | PRODUCTION
00SGF04AA501KA | Angel valve | 00SGF04AA501 | PRODUCTION
00SGF04AA502KA | Angel valve | 00SGF04AA502 | PRODUCTION
00SGF04AA503KA | Angel valve | 00SGF04AA503 | PRODUCTION
00SGF04BB001KD | CU.M atmospheric foam tank | 00SGF04BB001 | PRODUCTION
00SGF04BR001MR | Foam fire-fighting system | 00SGF04BR001 | PRODUCTION
00SGF04BR002MR | Foam fire-fighting system | 00SGF04BR002 | PRODUCTION
00SGF04BR003MR | Foam fire-fighting system | 00SGF04BR003 | PRODUCTION
00SGF04BR004MR | Foam fire-fighting system | 00SGF04BR004 | PRODUCTION
00SGF04BZ001MZ | Foam fire-fighting system, Gong | 00SGF04BZ001 | PRODUCTION
00SGF04CG201-F01 | Limit switch | 00SGF04CG201 | PRODUCTION
00SGF04CP501QP | Pressure gauge | 00SGF04CP501 | PRODUCTION |  |  | SD-P1
00SGF04CP502QP | Pressure gauge | 00SGF04CP502 | PRODUCTION |  |  | SD-P1
00SMB01KE008 KE | ELECTRICAL HOIST: 5T; QTY: 2 NO. - Boiler building | 00SMB01KE008 | PRODUCTION |  |  | 1000015
10UHA00GH001-A01 | Steam generator enclosure, steam generator building (boilerhouse), Junction box | 10UHA00GH001 | PRODUCTION
20UHA00GH001-A01 | Steam generator enclosure, steam generator building (boilerhouse), Junction box | 20UHA00GH001 | PRODUCTION
10UHA00GH002-A01 | Steam generator enclosure, steam generator building (boilerhouse), Junction box | 10UHA00GH002 | PRODUCTION
20UHA00GH002-A01 | Steam generator enclosure, steam generator building (boilerhouse), Junction box | 20UHA00GH002 | PRODUCTION
10UHA00GH007-A01 | Steam generator enclosure, steam generator building (boilerhouse), Junction box | 10UHA00GH007 | PRODUCTION
20UHA00GH007-A01 | Steam generator enclosure, steam generator building (boilerhouse), Junction box | 20UHA00GH007 | PRODUCTION
10UHA07GH003-A01 | Steam generator enclosure, steam generator building (boilerhouse), Junction box | 10UHA07GH003 | PRODUCTION
20UHA07GH003-A01 | Steam generator enclosure, steam generator building (boilerhouse), Junction box | 20UHA07GH003 | PRODUCTION
10UHA18GH004-A01 | Steam generator enclosure, steam generator building (boilerhouse), Junction box | 10UHA18GH004 | PRODUCTION
20UHA18GH004-A01 | Steam generator enclosure, steam generator building (boilerhouse), Junction box | 20UHA18GH004 | PRODUCTION
10UHA27GH005-A01 | Steam generator enclosure, steam generator building (boilerhouse), Junction box | 10UHA27GH005 | PRODUCTION
20UHA27GH005-A01 | Steam generator enclosure, steam generator building (boilerhouse), Junction box | 20UHA27GH005 | PRODUCTION
10UHA34GH006-A01 | Steam generator enclosure, steam generator building (boilerhouse), Junction box | 10UHA34GH006 | PRODUCTION
20UHA34GH006-A01 | Steam generator enclosure, steam generator building (boilerhouse), Junction box | 20UHA34GH006 | PRODUCTION
10UHQ00GH001-A01 | Structure for flue gas filtering system, Junction box | 10UHQ00GH001 | PRODUCTION
20UHQ00GH001-A01 | Structure for flue gas filtering system, Junction box | 20UHQ00GH001 | PRODUCTION
10LCA60CP501QP | Pressure Gauge | 10LCA60CP501 | PRODUCTION |  |  | 7MF4433-1DY02-2AC7-Z A01+C20+Y01+Y15+Y21 7MF4923-1LA01-4B-Z
10MAG10AA201-F1 | Close position feedback-vaccum breaker valve | 10MAG10AA201 | PRODUCTION |  |  | JLSL1
10MAG10AA201-F11 | Close position feedback-vaccum breaker valve | 10MAG10AA201 | PRODUCTION |  |  | JLSL1
10MAG10AA201-F2 | Open position feedback-vaccum breaker valve | 10MAG10AA201 | PRODUCTION |  |  | JLSL1
10MAG10AA201-F21 | Open position feedback-vaccum breaker valve | 10MAG10AA201 | PRODUCTION |  |  | JLSL1
00PAD01AA191KA | Air Release Valve | 00PAD01AA191 | PRODUCTION |  |  | AWWA C512 | ASTM A216 WCB
00PAD02AA191KA | Air Release Valve | 00PAD02AA191 | PRODUCTION |  |  | AWWA C512 | ASTM A216 WCB
10PAD06AA192KA | Air Release Valve | 10PAD06AA192 | PRODUCTION |  |  | AWWA C512 | ASTM A216 WCB
20PAD06AA192KA | Air Release Valve | 20PAD06AA192 | PRODUCTION |  |  | AWWA C512 | ASTM A216 WCB
10PAD07AA191KA | Air Release Valve | 10PAD07AA191 | PRODUCTION |  |  | AWWA C512 | ASTM A216 WCB
20PAD07AA191KA | Air Release Valve | 20PAD07AA191 | PRODUCTION |  |  | AWWA C512 | ASTM A216 WCB
00GAC01AA191KA | Kinetic Double Orifice Air Release Valve | 00GAC01AA191 | PRODUCTION |  | 18AV072 | AWWA C512 | ASTM A 216 Gr. WCB
00GAC02AA191KA | Kinetic Double Orifice Air Release Valve | 00GAC02AA191 | PRODUCTION |  | 18AV073 | AWWA C512 | ASTM A 216 Gr. WCB
00GAC03AA191KA | Kinetic Double Orifice Air Release Valve | 00GAC03AA191 | PRODUCTION |  | 18AV074 | AWWA C512 | ASTM A 216 Gr. WCB
00GAC04AA191KA | Kinetic Double Orifice Air Release Valve | 00GAC04AA191 | PRODUCTION |  | 18AV075 | AWWA C512 | ASTM A 216 Gr. WCB
10PAD01AA191KA | Kinetic Double Orifice Air Release Valve | 10PAD01AA191 | PRODUCTION |  | 18AV060 | AWWA C512 | ASTM A 216 Gr. WCB
20PAD01AA191KA | Kinetic Double Orifice Air Release Valve | 20PAD01AA191 | PRODUCTION |  | 18AV061 | AWWA C512 | ASTM A 216 Gr. WCB
10PAD02AA191KA | Kinetic Double Orifice Air Release Valve | 10PAD02AA191 | PRODUCTION |  | 18AV064 | AWWA C512 | ASTM A 216 Gr. WCB
20PAD02AA191KA | Kinetic Double Orifice Air Release Valve | 20PAD02AA191 | PRODUCTION |  | 18AV065 | AWWA C512 | ASTM A 216 Gr. WCB
10PAD04AA191KA | Kinetic Double Orifice Air Release Valve | 10PAD04AA191 | PRODUCTION |  | 18AV068 | AWWA C512 | ASTM A 216 Gr. WCB
20PAD04AA191KA | Kinetic Double Orifice Air Release Valve | 20PAD04AA191 | PRODUCTION |  | 18AV069 | AWWA C512 | ASTM A 216 Gr. WCB
10PAD05AA191KA | Kinetic Double Orifice Air Release Valve | 10PAD05AA191 | PRODUCTION |  | 18AV062 | AWWA C512 | ASTM A 216 Gr. WCB
20PAD05AA191KA | Kinetic Double Orifice Air Release Valve | 20PAD05AA191 | PRODUCTION |  | 18AV063 | AWWA C512 | ASTM A 216 Gr. WCB
10PAD06AA191KA | Kinetic Double Orifice Air Release Valve | 10PAD06AA191 | PRODUCTION |  | 18AV066 | AWWA C512 | ASTM A 216 Gr. WCB
20PAD06AA191KA | Kinetic Double Orifice Air Release Valve | 20PAD06AA191 | PRODUCTION |  | 18AV067 | AWWA C512 | ASTM A 216 Gr. WCB
10PAD07AA192KA | Kinetic Double Orifice Air Release Valve | 10PAD07AA192 | PRODUCTION |  | 18AV070 | AWWA C512 | ASTM A 216 Gr. WCB
20PAD07AA192KA | Kinetic Double Orifice Air Release Valve | 20PAD07AA192 | PRODUCTION |  | 18AV071 | AWWA C512 | ASTM A 216 Gr. WCB
00BBY10-A | FAST BUS TRANSFER PANEL | 00BBY10 | PRODUCTION |  |  | IP55, RAL 7035
10BAD10-Q | 11kv GENERATOR CIRCUIT BREAKER | 10BAD10 | PRODUCTION |  |  | 11KV,3150 A, 40 KA FOR 3 SEC
20BAD10-Q | 11kv GENERATOR CIRCUIT BREAKER | 20BAD10 | PRODUCTION |  |  | 11KV,3150 A, 40 KA FOR 3 SEC
00BBA10-A | 11kV UNIT SWITCHBOARD | 00BBA10 | PRODUCTION |  |  | 11kV, 1250A, 25kA FOR 1 SEC | RAL 7035 20 PANELS
00EAD10AF002-M01 | Shredding roll, motor | 00EAD10AF002 | PRODUCTION |  |  | M3BP 225SMA 6
00EAD20AF002-M01 | Shredding roll, motor | 00EAD20AF002 | PRODUCTION |  |  | M3BP 225SMA 6
20EBA11AF001-U01 | Screw conveyor 1, VFD | 20EBA11AF001 | PRODUCTION |  | +DU/DT FILTER 61445455 | ACS880-01-049A-7+K454
20EBA12AF001-U01 | Screw conveyor 2, VFD | 20EBA12AF001 | PRODUCTION |  | +DU/DT FILTER 61445455 | ACS880-01-049A-7+K454
10EBA21AF001-M01 | Screw conveyor (SWC11-), motor | 10EBA21AF001 | PRODUCTION |  |  | M3BP 225SMA 6
10EBA21AF001-U01 | Screw conveyor 3, VFD | 10EBA21AF001 | PRODUCTION |  | DIPL:CPV01-9250-1340-1355 | ACS880-01-049A-7+K454
10EBA22AF001-M01 | Screw conveyor (SWC11-), motor | 10EBA22AF001 | PRODUCTION |  |  | M3BP 225SMA 7
10EBA22AF001-U01 | Screw conveyor 4, VFD | 10EBA22AF001 | PRODUCTION |  | DIPL:CPV01-9250-1340-1355 | ACS880-01-049A-7+K454
00EGC06CP001-U01 | Pressure transmitter | 00EGC06CP001 | PRODUCTION |  |  | 266HRH
10HBL10AN001-M01 | Fan | 10HBL10AN001 | PRODUCTION
20HBL10AN001-M01 | Fan | 20HBL10AN001 | PRODUCTION
10HBL20AN001-M01 | Fan | 10HBL20AN001 | PRODUCTION
20HBL20AN001-M01 | Fan | 20HBL20AN001 | PRODUCTION
10HDA40AF001-M01 | Bottom ash drag chain conveyor - Motor | 10HDA40AF001 | PRODUCTION |  | DIPL:CPV01-0055-1372-1399,A-B | M3BP100MLB4
20HDA40AF001-M01 | Bottom ash drag chain conveyor - Motor | 20HDA40AF001 | PRODUCTION |  | DIPL:CPV01-0055-1372-1399,A-B | M3BP100MLB4
10HFB10AF001-M01 | Fuel transportation chain conveyor 1 - Motor | 10HFB10AF001 | PRODUCTION |  | DIPL:CPV01-0055-1372-1399,A-B | M3BP132SME4
20HFB10AF001-M01 | Fuel transportation chain conveyor 1 - Motor | 20HFB10AF001 | PRODUCTION |  | DIPL:CPV01-0055-1372-1399,A-B | M3BP132SME4
10HFB11AF002-M01 | Rotary feeder 1 - Motor | 10HFB11AF002 | PRODUCTION |  |  | M3BP160MLA4
20HFB11AF002-M01 | Rotary feeder 1 - Motor | 20HFB11AF002 | PRODUCTION |  |  | M3BP160MLA4
10HFB12AF002-M01 | Rotary feeder 2 - Motor | 10HFB12AF002 | PRODUCTION |  |  | M3BP160MLA4
20HFB12AF002-M01 | Rotary feeder 2 - Motor | 20HFB12AF002 | PRODUCTION |  |  | M3BP160MLA4
10HFB20AF001-M01 | Fuel transportation chain conveyor 2 - Motor | 10HFB20AF001 | PRODUCTION |  | DIPL:CPV01-0055-1372-1399,A-B | M3BP132SME4
20HFB20AF001-M01 | Fuel transportation chain conveyor 2 - Motor | 20HFB20AF001 | PRODUCTION |  | DIPL:CPV01-0055-1372-1399,A-B | M3BP132SME4
10HFB21AF002-M01 | Rotary feeder 3 - Motor | 10HFB21AF002 | PRODUCTION |  |  | M3BP160MLA4
20HFB21AF002-M01 | Rotary feeder 3 - Motor | 20HFB21AF002 | PRODUCTION |  |  | M3BP160MLA4
10HFB22AF002-M01 | Rotary feeder 4 - Motor | 10HFB22AF002 | PRODUCTION |  |  | M3BP160MLA4
20HFB22AF002-M01 | Rotary feeder 4 - Motor | 20HFB22AF002 | PRODUCTION |  |  | M3BP160MLA4
10HLB10AH001-M01 | Primary air fan Motor heater - Motor | 10HLB10AH001 | PRODUCTION
10HLB20AH001-M01 | Overfire air fan Motor heater - Motor | 10HLB20AH001 | PRODUCTION
10HNC10AH001-M01 | Flue gas fan Motor heater - Motor | 10HNC10AH001 | PRODUCTION
10HNC10AN001-M01 | Flue gas fan - Motor | 10HNC10AN001 | PRODUCTION |  | DIPL:CPV01-1M10-1356-1371 | AMI 450L6A BAFH IE3
20HNC10AN001-M01 | Flue gas fan - Motor | 20HNC10AN001 | PRODUCTION |  | DIPL:CPV01-1M10-1356-1371 | AMI 450L6A BAFH IE3
10HNC20AN001-M01 | Flue gas fan motor | 10HNC20AN001 | PRODUCTION
20HNC20AN001-M01 | Flue gas fan motor | 20HNC20AN001 | PRODUCTION
10HNF20AH001-M01 | Re-circulation gas fan Motor heater - Motor | 10HNF20AH001 | PRODUCTION
10HNF20AN001-M01 | Recirculation gas fan - Motor | 10HNF20AN001 | PRODUCTION |  | DIPL:CPV01-1M10-1356-1371 | M3BP 355SMB 4+701+704+405+446+380+451+568+114+115+126+533 (3
20HNF20AN001-M01 | Recirculation gas fan - Motor | 20HNF20AN001 | PRODUCTION |  | DIPL:CPV01-1M10-1356-1371 | M3BP 355SMB 4+701+704+405+446+380+451+568+114+115+126+533 (3
10HTF11AH001-M01 | Mixer Motor heater - Motor | 10HTF11AH001 | PRODUCTION
20HTF11AH001-M01 | Mixer Motor heater - Motor | 20HTF11AH001 | PRODUCTION
10HTF11AH002-M01 | Air blower fluidizing air power supply - Motor | 10HTF11AH002 | PRODUCTION
20HTF11AH002-M01 | Air blower fluidizing air power supply - Motor | 20HTF11AH002 | PRODUCTION
10HTF11AH003-M01 | Air blower fluidizing air power supply - Motor | 10HTF11AH003 | PRODUCTION
20HTF11AH003-M01 | Air blower fluidizing air power supply - Motor | 20HTF11AH003 | PRODUCTION
10LBF26AA105-B01 | Bypass spray water Control valvee positioner | 10LBF26AA105 | PRODUCTION |  |  | V18345-1020221001
10LBF26AA105-B02 | Bypass spray water Control valvee position feedback | 10LBF26AA105 | PRODUCTION |  |  | V18345-1020221001
20LBF26AA105-B01 | Bypass spray water Control valvee positioner | 20LBF26AA105 | PRODUCTION |  |  | V18345-1020221001
20LBF26AA105-B02 | Bypass spray water Control valvee position feedback | 20LBF26AA105 | PRODUCTION |  |  | V18345-1020221001
10LBF50AA101-B01 | HP Bypassr Control valvee positioner | 10LBF50AA101 | PRODUCTION |  |  | V18345-102042100H
20LBF50AA101-B01 | HP Bypassr Control valvee positioner | 20LBF50AA101 | PRODUCTION |  |  | V18345-102042100H
20LBF50AA101-B02 | HP Bypassr Control valvee position feedback | 20LBF50AA101 | PRODUCTION |  |  | BDT-E-TW-BT
10LCA20AP101-M01 | Boiler feed pump with motor-1 | 10LCA20AP101 | PRODUCTION |  | 8AAA3107382 | AMI400L2A BAFI
20LCA20AP101-M01 | Boiler feed pump with motor -1 | 20LCA20AP101 | PRODUCTION |  | 8AAA3107382 | AMI400L2A BAFI
10LCA30AP101-M01 | Boiler feed pump with motor-2 | 10LCA30AP101 | PRODUCTION |  | 8AAA3107382 | AMI400L2A BAFI
20LCA30AP101-M01 | Boiler feed pump with motor -2 | 20LCA30AP101 | PRODUCTION |  | 8AAA3107382 | AMI400L2A BAFI
10MKY10-A | Avr Panel | 10MKY10 | PRODUCTION |  |  | ABB UNITROL 6080
20MKY10-A | Avr Panel | 20MKY10 | PRODUCTION |  |  | ABB UNITROL 6080
10MKY10 -A | Avr Panel | 10MKY10 | PRODUCTION |  |  | ABB UNITROL 6080
20MKY10 -A | Avr Panel | 20MKY10 | PRODUCTION |  |  | ABB UNITROL 6080
10PGA39AP101-M01 | Unit-1, DMCW pump motor-1 | 10PGA39AP101 | PRODUCTION |  | 3GZH500016-204 | M2BAX 160MLC 2
20PGA39AP101-M01 | Unit-2, DMCW pump motor-1 | 20PGA39AP101 | PRODUCTION |  | 3GZH500016-204 | M2BAX 160MLC 2
10PGA39AP102-M01 | Unit-1, DMCW pump motor-2 | 10PGA39AP102 | PRODUCTION |  | 3GZH500016-204 | M2BAX 160MLC 2
20PGA39AP102-M01 | Unit-2, DMCW pump motor-2 | 20PGA39AP102 | PRODUCTION |  | 3GZH500016-204 | M2BAX 160MLC 2
20QCA10AM001-M01 | Phosphate tank stirrer - Motor | 20QCA10AM001 | PRODUCTION
10QCC26AM101-M01 | Hydrazine Dosing Agitator AGM-01 | 10QCC26AM101 | PRODUCTION |  |  | 1.0HP,960RPM
10QCC27AM101-M01 | Hydrazine Dosing Agitator AGM-02 | 10QCC27AM101 | PRODUCTION |  |  | IP-55 FLANGE MOUNTED
10QCC28AM101-M01 | Hydrazine Dosing Agitator AGM-03 | 10QCC28AM101 | PRODUCTION |  |  | IP-55,FOOT FLANGED
10QCC29AM101-M01 | Hydrazine Dosing Agitator AGM-04 | 10QCC29AM101 | PRODUCTION |  |  | IP-55,FOOT MOUNTED
10QCD26AM101-M01 | Agitator motor for ammonia dosing-1 | 10QCD26AM101 | PRODUCTION |  |  | IP-55, FLANGE MOUNTED
10QCD27AM101-M01 | Agitator motor for ammonia dosing-2 | 10QCD27AM101 | PRODUCTION |  |  | 1.0HP,960RPM
10QCD28AM101-M01 | Ammonia dosing motor-1 | 10QCD28AM101 | PRODUCTION |  |  | 0,5HP,1450RPM
10QCD29AM101-M01 | Ammonia dosing motor-2 | 10QCD29AM101 | PRODUCTION |  |  | 0,5HP,1450RPM
00EAD10AF001-M01 | Discharge chain conveyor, motor | 00EAD10AF001 | PRODUCTION |  |  | M3BP 225SMA 6
00EAD10AF001-U01 | Discharge chain conveyor, VFD | 00EAD10AF001 | PRODUCTION |  | DIPL:CPV01-1M10-1356-1371 | ACS880-01-042A-7+K454
00EAD10AF002-M02 | Shredding roll | 00EAD10AF002 | PRODUCTION |  |  | M3BP 160MLA 4
00EAD20AF001-M01 | Discharge chain conveyor, motor | 00EAD20AF001 | PRODUCTION |  |  | M3BP 225SMA 8
00EAD20AF001-U01 | Discharge chain conveyor, VFD | 00EAD20AF001 | PRODUCTION |  | DIPL:CPV01-1M10-1356-1371 | ACS880-01-042A-7+K454
00EAD20AF002-M02 | Shredding roll, motor | 00EAD20AF002 | PRODUCTION |  |  | M3BP 160MLA 4
00EBA11AF001-M01 | Flight chain conveyor (FCB10-2000), motor | 00EBA11AF001 | PRODUCTION |  |  | M3BP 280SMB 4
00EBA11AF001-U01 | Flight chain conveyor, VFD | 00EBA11AF001 | PRODUCTION |  | DIPL:CPV01-1M10-1356-1371 | ACS880-01-098A-7+K454
10EBA11AF001-M01 | Screw conveyor (SWC11-), motor | 10EBA11AF001 | PRODUCTION |  |  | M3BP 225SMA 4
10EBA11AF001-U01 | Screw conveyor 1, VFD | 10EBA11AF001 | PRODUCTION |  | DIPL:CPV01-9250-1340-1355 | ACS880-01-049A-7+K454
10EBA12AF001-M01 | Screw conveyor (SWC11-), motor | 10EBA12AF001 | PRODUCTION |  |  | M3BP 225SMA 5
10EBA12AF001-U01 | Screw conveyor 2, VFD | 10EBA12AF001 | PRODUCTION |  | DIPL:CPV01-9250-1340-1355 | ACS880-01-049A-7+K454
00EBA21AF001-M01 | Flight chain conveyor (FCB10-2000), motor | 00EBA21AF001 | PRODUCTION |  | HEIGHT 1,2 M, FREQUENCY CONVERTER | M3BP 280SMB 5
00EBA21AF001-U01 | Flight chain conveyor, VFD | 00EBA21AF001 | PRODUCTION |  | DIPL:CPV01-1M10-1356-1371 | ACS880-01-098A-7+K454
20EBA21AF001-M01 | Screw conveyor (SWC11-), motor | 20EBA21AF001 | PRODUCTION |  |  | M3BP 225SMA 6
20EBA21AF001-U01 | Screw conveyor 3, VFD | 20EBA21AF001 | PRODUCTION |  | DIPL:CPV01-9250-1340-1355 | ACS880-01-049A-7+K454
20EBA22AF001-M01 | Screw conveyor (SWC11-), motor | 20EBA22AF001 | PRODUCTION |  |  | M3BP 225SMA 7
20EBA22AF001-U01 | Screw conveyor 4, VFD | 20EBA22AF001 | PRODUCTION |  | DIPL:CPV01-9250-1340-1355 | ACS880-01-049A-7+K454
00EBA32AF001-U01 | Belt conveyor, VFD | 00EBA32AF001 | PRODUCTION |  |  | ACS880-01-12A6-3+E200+K454
00EBA41AF001-M01 | Belt conveyor (BBC10-), motor | 00EBA41AF001 | PRODUCTION |  |  | M3BP 280SMB 6
00EBA41AF001-U01 | Belt conveyor, VFD | 00EBA41AF001 | PRODUCTION |  | DIPL:CPV01-9250-1340-1355 | ACS880-01-098A-7+K454
00EBA42AF001-M01 | Flight chain conveyor (FCB10-), motor | 00EBA42AF001 | PRODUCTION |  | HEIGHT 1,2 M, FREQUENCY CONVERTER | M3BP 250SMA 4
00EBA42AF001-U01 | Flight chain conveyor, VFD | 00EBA42AF001 | PRODUCTION |  | DIPL:CPV01-9250-1340-1355 | ACS880-01-084A-7+K454
00EBC34AJ001-M01 | Oversize Crush, drive 1 | 00EBC34AJ001 | PRODUCTION |  | P63 | M3BP 225SMB 4
00EBC34AJ001-M02 | Oversize Crush, drive 2 | 00EBC34AJ001 | PRODUCTION |  | P63 | M3BP 250SMA 4
00EBD31AF001-U01 | Disc screen, Feeding roll, VFD | 00EBD31AF001 | PRODUCTION |  |  | ACS880-01-09A4-3+E200+K454
00EBD31AF001-U02 | Disc screen, Disc rolls, VFD | 00EBD31AF001 | PRODUCTION |  |  | ACS880-01-12A6-3+E200+K454
00EBD33AF001-U01 | Disc screen, Disc rolls, VFD | 00EBD33AF001 | PRODUCTION |  |  | ACS880-01-12A6-3+E200+K454
00EBD33AF001-U02 | Disc screen, Disc rolls, VFD | 00EBD33AF001 | PRODUCTION |  |  | ACS880-01-12A6-3+E200+K454
00EBD33AF001-U03 | Disc screen, Disc rolls, VFD | 00EBD33AF001 | PRODUCTION |  |  | ACS880-01-12A6-3+E200+K454
10QEU11AN001-M01 | Air blower fluidizing air - Motor | 10QEU11AN001 | PRODUCTION |  |  | M3BP 280SMC 2 | Carbon steel
20QEU11AN001-M01 | Air blower fluidizing air - Motor | 20QEU11AN001 | PRODUCTION |  |  | M3BP 280SMC 2 | Carbon steel
10QEU31AN001-M01 | Air blower fluidizing air - Motor | 10QEU31AN001 | PRODUCTION |  |  | M3BP 280SMC 2 | Carbon steel
10PAD10CY201-F01 | Vibration Switch | 10PAD10CY201 | PRODUCTION |  |  | VS – II V / WP
20PAD10CY201-F01 | Vibration Switch | 20PAD10CY201 | PRODUCTION |  |  | VS – II V / WP
10PAD10CY202-F01 | Vibration Switch | 10PAD10CY202 | PRODUCTION |  |  | VS – II V / WP
20PAD10CY202-F01 | Vibration Switch | 20PAD10CY202 | PRODUCTION |  |  | VS – II V / WP
10PAD10CY203-F01 | Vibration Switch | 10PAD10CY203 | PRODUCTION |  |  | VS – II V / WP
20PAD10CY203-F01 | Vibration Switch | 20PAD10CY203 | PRODUCTION |  |  | VS – II V / WP
10PAD10CY204-F01 | Vibration Switch | 10PAD10CY204 | PRODUCTION |  |  | VS – II V / WP
20PAD10CY204-F01 | Vibration Switch | 20PAD10CY204 | PRODUCTION |  |  | VS – II V / WP
00QKA01AC001KC | Cooling Tower 1 | 00QKA01AC001 | PRODUCTION |  |  | RM-73(WB)-2
00QKA02AC001KC | Cooling Tower 2 | 00QKA02AC001 | PRODUCTION |  |  | RM-73(WB)-2
10QEU18AA001KA | Ball Valve | 10QEU18AA001 | PRODUCTION |  |  | AVI-1329 | Brass
20QEU18AA001KA | Ball Valve | 20QEU18AA001 | PRODUCTION |  |  | AVI-1329 | Brass
10QEU18AA002KA | Ball Valve | 10QEU18AA002 | PRODUCTION |  |  | AVI-1329 | Brass
20QEU18AA002KA | Ball Valve | 20QEU18AA002 | PRODUCTION |  |  | AVI-1329 | Brass
10QEU18AA003KA | Ball Valve | 10QEU18AA003 | PRODUCTION |  |  | AVI-1329 | Brass
20QEU18AA003KA | Ball Valve | 20QEU18AA003 | PRODUCTION |  |  | AVI-1329 | Brass
10QEU18AA004KA | Ball Valve | 10QEU18AA004 | PRODUCTION |  |  | AVI-1329 | Brass
20QEU18AA004KA | Ball Valve | 20QEU18AA004 | PRODUCTION |  |  | AVI-1329 | Brass
10QEU18AA005KA | Ball Valve | 10QEU18AA005 | PRODUCTION |  |  | AVI-1329 | Brass
20QEU18AA005KA | Ball Valve | 20QEU18AA005 | PRODUCTION |  |  | AVI-1329 | Brass
10QEU18AA006KA | Ball Valve | 10QEU18AA006 | PRODUCTION |  |  | AVI-1329 | Brass
20QEU18AA006KA | Ball Valve | 20QEU18AA006 | PRODUCTION |  |  | AVI-1329 | Brass
10QEU18AA007KA | Ball Valve | 10QEU18AA007 | PRODUCTION |  |  | AVI-1329 | Brass
20QEU18AA007KA | Ball Valve | 20QEU18AA007 | PRODUCTION |  |  | AVI-1329 | Brass
10QEU18AA008KA | Ball Valve | 10QEU18AA008 | PRODUCTION |  |  | AVI-1329 | Brass
20QEU18AA008KA | Ball Valve | 20QEU18AA008 | PRODUCTION |  |  | AVI-1329 | Brass
00QM02AC001KC | Unit Air Filtration Unit with SISW Centrifugal Fans Capacity : 19706 CFM | 00QM02AC001 | PRODUCTION |  |  | NA
00GBS59AW004KT | Centrifuge | 00GBS59AW004 | PRODUCTION |  |  | i-DW 40 | SS 304
00GBS59AW005KT | Centrifuge | 00GBS59AW005 | PRODUCTION |  |  | i-DW 40 | SS 304
10MAV10AT001KP | Lube Oil Purifier | 10MAV10AT001 | PRODUCTION |  | SMJ6745735 | CFP 103
10MAV10AT001KT | Lube Oil Purifier | 10MAV10AT001 | PRODUCTION |  | SMJ6745735 | CFP 103
20MAV10AT001KP | Lube Oil Purifier | 20MAV10AT001 | PRODUCTION |  | SMJ6745735 | CFP 103
20MAV10AT001KT | Lube Oil Purifier | 20MAV10AT001 | PRODUCTION |  | SMJ6745735 | CFP 103
10HDE10AH001KC | ESP insulator heating | 10HDE10AH001 | PRODUCTION
20HDE10AH001KC | ESP insulator heating | 20HDE10AH001 | PRODUCTION
10HDE10AH002KC | ESP bottom hopper heater | 10HDE10AH002 | PRODUCTION
20HDE10AH002KC | ESP bottom hopper heater | 20HDE10AH002 | PRODUCTION
10HDE10AH003KC | Air flushing heater | 10HDE10AH003 | PRODUCTION
20HDE10AH003KC | Air flushing heater | 20HDE10AH003 | PRODUCTION
10HDE10AN001KN | Air flushing fan | 10HDE10AN001 | PRODUCTION
10HDE10AN001-M01 | Air flushing fan | 10HDE10AN001 | PRODUCTION
20HDE10AN001KN | Air flushing fan | 20HDE10AN001 | PRODUCTION
20HDE10AN001-M01 | Air flushing fan | 20HDE10AN001 | PRODUCTION
10HDE10AT001KT | ESP collecting elect. rapper | 10HDE10AT001 | PRODUCTION
20HDE10AT001KT | ESP collecting elect. rapper | 20HDE10AT001 | PRODUCTION
10HDE10AT002KT | ESP discharge elect. rapper | 10HDE10AT002 | PRODUCTION
20HDE10AT002KT | ESP discharge elect. rapper | 20HDE10AT002 | PRODUCTION
10HDE10AT003KT | ESP screen rapper | 10HDE10AT003 | PRODUCTION
20HDE10AT003KT | ESP screen rapper | 20HDE10AT003 | PRODUCTION
10HDE10AT101KT | ESP | 10HDE10AT101 | PRODUCTION
20HDE10AT101KT | ESP | 20HDE10AT101 | PRODUCTION
10HDE10GT001-A01 | ESP T/R Unit | 10HDE10GT001 | PRODUCTION
20HDE10GT001-A01 | ESP T/R Unit | 20HDE10GT001 | PRODUCTION
10LAA01BB101KD | Deaerator | 10LAA01BB101 | PRODUCTION |  | ALT-300-GA-01 | 108 VTHS-6237
20LAA01BB101KD | Feed water tank and Deaerator | 20LAA01BB101 | PRODUCTION |  | ALT-300-GA-01 | 108 VTHS-6237
10LAA10AA101KA | Relief Valve | 10LAA10AA101 | PRODUCTION |  |  | #150
20LAA10AA101KA | Relief Valve | 20LAA10AA101 | PRODUCTION |  |  | #150
20LAA10AA309KA | Deaerator Line | 20LAA10AA309 | PRODUCTION |  |  | 150FORF | SA105
20LAA10AA310KA | Deaerator Line | 20LAA10AA310 | PRODUCTION |  |  | 150FORF | SA105
10LAA10AA311KA | Globe valve | 10LAA10AA311 | PRODUCTION |  |  | SW25 | SA105
10LAA10AA312KA | Globe valve | 10LAA10AA312 | PRODUCTION |  |  | SW25 | SA105
10LAA10AA313KA | Globe valve | 10LAA10AA313 | PRODUCTION |  |  | SW25 | SA105
20LAA10AA313KA | Globe valve | 20LAA10AA313 | PRODUCTION |  |  | SW25 | SA105
10LAA10AA314KA | Globe valve | 10LAA10AA314 | PRODUCTION |  |  | SW25 | SA105
20LAA10AA314KA | Globe valve | 20LAA10AA314 | PRODUCTION |  |  | SW25 | SA105
10LAA10AA501KA | Deaerator Line | 10LAA10AA501 | PRODUCTION |  |  | SW15
20LAA10AA501KA | Deaerator Line | 20LAA10AA501 | PRODUCTION |  |  | SW15
10LAA10AA502KA | Deaerator Line | 10LAA10AA502 | PRODUCTION |  |  | SW15
20LAA10AA502KA | Deaerator Line | 20LAA10AA502 | PRODUCTION |  |  | SW15
10LAA10AA503KA | Gate Valve | 10LAA10AA503 | PRODUCTION |  |  | #150
20LAA10AA503KA | Gate Valve | 20LAA10AA503 | PRODUCTION |  |  | #150
10LAA10AA504KA | Globe valve | 10LAA10AA504 | PRODUCTION |  |  | #150
20LAA10AA504KA | Globe valve | 20LAA10AA504 | PRODUCTION |  |  | #150
10LAA20AA301KA | Globe valve | 10LAA20AA301 | PRODUCTION |  |  | SW150 | SA105
20LAA20AA301KA | Globe valve | 20LAA20AA301 | PRODUCTION |  |  | SW150 | SA105
10LAA20AA303KA | Globe valve | 10LAA20AA303 | PRODUCTION |  |  | SW3000 | SA105
20LAA20AA303KA | Globe valve | 20LAA20AA303 | PRODUCTION |  |  | SW3000 | SA105
10LAB10BR001MR | Deaerator Drain to BFP Suction Line | 10LAB10BR001 | PRODUCTION |  |  |  | A106 GrB
20LAB10BR001MR | Deaerator Drain to BFP Suction Line | 20LAB10BR001 | PRODUCTION |  |  |  | A106 GrB
00BTA10-G | 110 V BATTERY | 00BTA10 | PRODUCTION |  |  | 110V/575AH, 1.2V NICKEL CADMIUM, 86 CELLS
00BTA20-G | 110 V BATTERY | 00BTA20 | PRODUCTION |  |  | 110V/575AH, 1.2V NICKEL CADMIUM, 86 CELLS
10BBS10-R | NEUTRAL GROUNDING RESISTOR | 10BBS10 | PRODUCTION |  | 12353
20BBS10-R | NEUTRAL GROUNDING RESISTOR | 20BBS10 | PRODUCTION |  | 12354
10HTJ10AT001KE | Big bag station electric vibrator | 10HTJ10AT001 | PRODUCTION |  |  | WMVE60/3 | carbon steel
10HTJ10AT001KT | Big bag station electric vibrator | 10HTJ10AT001 | PRODUCTION |  |  | WMVE60/3 | carbon steel
20HTJ10AT001KE | Big bag station electric vibrator | 20HTJ10AT001 | PRODUCTION |  |  | WMVE60/3 | carbon steel
10HTJ10BB001KD | Big bag station | 10HTJ10BB001 | PRODUCTION |  |  | Anboni SST1300 | carbon steel
10HTJ11AF001KF | Big bag station lime feeder | 10HTJ11AF001 | PRODUCTION |  |  | 15/300 UL | carbon steel
20HTJ11AF001KF | Big bag station lime feeder | 20HTJ11AF001 | PRODUCTION |  |  | 15/300 UL | carbon steel
10HTJ11CS101-F01 | Speed switch/sensor | 10HTJ11CS101 | PRODUCTION |  |  | PAM speed monitor
10HTJ11CS101QB | Speed switch/sensor | 10HTJ11CS101 | PRODUCTION |  |  | PAM speed monitor
20HTJ11CS101-F01 | Speed switch/sensor | 20HTJ11CS101 | PRODUCTION |  |  | PAM speed monitor
20HTJ11CS101QB | Speed switch/sensor | 20HTJ11CS101 | PRODUCTION |  |  | PAM speed monitor
10HTJ20AA401KA | Safety valve | 10HTJ20AA401 | PRODUCTION |  |  | SIZE 273 | Galvanized / stainless steel
20HTJ20AA401KA | Safety valve ( Reagent silo18 M) | 20HTJ20AA401 | PRODUCTION |  |  | SIZE 273 | Galvanized / stainless steel
10QEU41AN001-M01 | Conveying air blower - Motor | 10QEU41AN001 | PRODUCTION |  |  | DB 166 C pr | Carbon steel
20QEU41AN001-M01 | Conveying air blower - Motor | 20QEU41AN001 | PRODUCTION |  |  | DB 166 C pr | Carbon steel
10QEU41AN002KN | Cooling fan | 10QEU41AN002 | PRODUCTION |  |  | Cooling fan
10QEU41AN002-M01 | Cooling fan - Motor | 10QEU41AN002 | PRODUCTION |  |  | Cooling fan
10QEU41AT001KT | Filter | 10QEU41AT001 | PRODUCTION |  |  |  | carbon steel
20QEU42AA001KA | Conveying air valve | 20QEU42AA001 | PRODUCTION
10QEU42AA801KA | Conveying air valve | 10QEU42AA801 | PRODUCTION
20QEU42AA801KA | Conveying air valve | 20QEU42AA801 | PRODUCTION
00BLB10-A | BAFG FILTER MCC (INTILLEGENT TYPE) | 00BLB10 | PRODUCTION
00EAD10AF001KF | Discharge chain conveyor | 00EAD10AF001 | PRODUCTION |  |  | Y-153,67-80M/R
00EAD10AF002KF | Shredding roll | 00EAD10AF002 | PRODUCTION |  |  | D 500/ 219
00EAD20AF001KF | Discharge chain conveyor | 00EAD20AF001 | PRODUCTION |  |  | Y-153,67-80M/R
00EAD20AF002KF | Shredding roll | 00EAD20AF002 | PRODUCTION |  |  | D 500/ 219
10EBA10AF001KF | Intermediate slide gate | 10EBA10AF001 | PRODUCTION
10EBA10AF002KF | Intermediate slide gate | 10EBA10AF002 | PRODUCTION
00EBA11AF001KF | Flight chain conveyor (FCB10-2000) | 00EBA11AF001 | PRODUCTION |  |  | M630-A-250
10EBA11AF001KF | Screw conveyor (SWC11-) | 10EBA11AF001 | PRODUCTION |  |  | D 1120/406
20EBA11AF001KF | Screw conveyor | 20EBA11AF001 | PRODUCTION |  |  | D 1120/406
10EBA12AF001KF | Screw conveyor (SWC11-) | 10EBA12AF001 | PRODUCTION |  |  | D 1120/406
20EBA12AF001KF | Screw conveyor | 20EBA12AF001 | PRODUCTION |  |  | D 1120/406
00EBA21AF001KF | Flight chain conveyor (FCB10-2000) | 00EBA21AF001 | PRODUCTION |  |  | M630-A-250
10EBA21AF001KF | Screw conveyor | 10EBA21AF001 | PRODUCTION |  |  | D 1120/406
20EBA21AF001KF | Screw conveyor (SWC11-) | 20EBA21AF001 | PRODUCTION |  |  | D 1120/406
10EBA22AF001KF | Screw conveyor | 10EBA22AF001 | PRODUCTION |  |  | D 1120/406
20EBA22AF001KF | Screw conveyor (SWC11-) | 20EBA22AF001 | PRODUCTION |  |  | D 1120/406
00EBA32AF001KF | Belt conveyor (BBC10-) | 00EBA32AF001 | PRODUCTION |  |  | 1400EP500/4-3/1
00EBA32AF002KF | Dividing gate + chute | 00EBA32AF002 | PRODUCTION
00EBA41AF001KF | Belt conveyor (BBC10-) | 00EBA41AF001 | PRODUCTION |  |  | 1400EP500/3-3/1
00EBA42AF001KF | Flight chain conveyor (FCB10-) | 00EBA42AF001 | PRODUCTION |  |  | M630-A-250
00EBC34AJ001KJ | Crusher BSB10 | 00EBC34AJ001 | PRODUCTION |  |  | BSB10
00EBD31AF001KF | Disc screen (SCD20-) | 00EBD31AF001 | PRODUCTION |  |  | Disk shafts
00EBD33AF001KF | Disc screen (SCB10-15-15-42) | 00EBD33AF001 | PRODUCTION |  |  | Disc shaft
10HAH11AH001KC | Spray desuperheater 1 | 10HAH11AH001 | PRODUCTION |  | SERIAL NO:A10215 | Serial no:A10215
20HAH11AH001KC | Spray desuperheater 1 | 20HAH11AH001 | PRODUCTION |  | SERIAL NO:A10216 | Serial no:A10216
10HAH21AH001KC | Spray desuperheater 2 | 10HAH21AH001 | PRODUCTION |  | SERIAL NO:A10215 | Serial no:A10215
20HAH21AH001KC | Spray desuperheater 2 | 20HAH21AH001 | PRODUCTION |  | SERIAL NO:A10216 | Serial no:A10216
10HAN20BB001KD | Venting box | 10HAN20BB001 | PRODUCTION |  |  | Andritz design
20HAN20BB001KD | Venting box | 20HAN20BB001 | PRODUCTION |  |  | Andritz design
20HDA11AA001KA | Damper | 20HDA11AA001 | PRODUCTION |  |  | VAK10-4-4-C | 876949
20HDA12AA001KA | Damper | 20HDA12AA001 | PRODUCTION |  |  | VAK10-4-4-C | 876949
20HDA13AA001KA | Damper | 20HDA13AA001 | PRODUCTION |  |  | VAK10-4-4-C | 876949
20HDA21AA001KA | Damper | 20HDA21AA001 | PRODUCTION |  |  | VAK10-4-4-C | 876949
20HDA22AA001KA | Damper | 20HDA22AA001 | PRODUCTION |  |  | VAK10-4-4-C | 876949
20HDA23AA001KA | Damper | 20HDA23AA001 | PRODUCTION |  |  | VAK10-4-4-C
20HFB11AA001KA | Damper | 20HFB11AA001 | PRODUCTION |  |  | VAF10-4-5-H | EN 1.0038
20HFB12AA001KA | Damper | 20HFB12AA001 | PRODUCTION |  |  | VAF10-4-5-H
20HFB21AA001KA | Damper | 20HFB21AA001 | PRODUCTION |  |  | VAF10-4-5-H
20HFB22AA001KA | Damper | 20HFB22AA001 | PRODUCTION |  |  | VAF10-4-5-H
20QEU12AH001KC | Fluidizing air heating element 1 On/Off | 20QEU12AH001 | PRODUCTION |  |  | ECH-118/400 | Q235B
20QEU12AH001-M01 | Fluidizing air heating element 1 - Motor | 20QEU12AH001 | PRODUCTION |  |  | ECH-118/400
20QEU12AH002KC | Fluidizing air heating element 2 - Fuse Fault | 20QEU12AH002 | PRODUCTION |  |  | ECH-118/400 | Q235B
20QEU12AH002-M01 | Fluidizing air heating element 2 - Motor | 20QEU12AH002 | PRODUCTION |  |  | ECH-118/400
10LAA10AA204KA | Solenoid Valve For Deaerator Overflow Vlv | 10LAA10AA204 | PRODUCTION |  |  | 6N1-P1 | A216WCB
20LAA10AA204KA | Solenoid Valve For Deaerator Overflow Vlv | 20LAA10AA204 | PRODUCTION |  |  | 6N1-P1 | A216WCB
10LAE40AA005KA | Deaerator Initial Heating Line Tcv Positioner | 10LAE40AA005 | PRODUCTION |  |  | 6H1-P3 | A216WCB
20LAE40AA005-B01 | Deaerator initial heating line TCV positioner | 20LAE40AA005 | PRODUCTION |  |  | 6DR5111-0NN01-0AA-0 | A216WCB
20LAE40AA005-B02 | Deaerator initial heating line TCV position actuator | 20LAE40AA005 | PRODUCTION |  |  | UI20V | A216WCB
20LAE40AA005KA | Deaerator Initial Heating Line Tcv Positioner | 20LAE40AA005 | PRODUCTION |  |  | 6H1-P3 | A216WCB
10LAE40AA010KA | Ball Valve | 10LAE40AA010 | PRODUCTION |  |  | 6H1-P3 | A216WCB
20LAE40AA010KA | Ball Valve | 20LAE40AA010 | PRODUCTION |  |  | 6H1-P3 | A216WCB
10LAE45AA103-B01 | Auxilliary steam temperature control valve positioner | 10LAE45AA103 | PRODUCTION |  |  | 6DR5111-0NN01-0AA-0 | A216WCB
10LAE45AA103-B02 | Auxilliary steam temperature control valve position actuator | 10LAE45AA103 | PRODUCTION |  |  | UI20V | A216WCB
10LAE45AA103KA | Auxilliary Steam Temperature Control Valve Positioner | 10LAE45AA103 | PRODUCTION |  |  | 6H1-P3 | A216WCB
20LAE45AA103-B01 | Auxilliary steam temperature control valve positioner | 20LAE45AA103 | PRODUCTION |  |  | 6DR5111-0NN01-0AA-0 | A216WCB
20LAE45AA103-B02 | Auxilliary steam temperature control valve position actuator | 20LAE45AA103 | PRODUCTION |  |  | UI20V | A216WCB
20LAE45AA103KA | Auxilliary Steam Temperature Control Valve Positioner | 20LAE45AA103 | PRODUCTION |  |  | 6H1-P3 | A216WCB
10LAE45AA106KA | Globe valve | 10LAE45AA106 | PRODUCTION |  |  | 6H1-P3 | A216WCB
20LAE45AA106KA | Globe valve | 20LAE45AA106 | PRODUCTION |  |  | 6H1-P3 | A216WCB
10LBA10AA019-B01 | Main Steam line Pre-heating PCV positioner | 10LBA10AA019 | PRODUCTION |  |  | 6DR5111-0NN01-0AA-0 | A182 F22
10LBA10AA019-B02 | Main Steam line Pre-heating PCV actuator | 10LBA10AA019 | PRODUCTION |  |  | UIII30V | A182 F22
10LBA10AA019KA | Gate Valve | 10LBA10AA019 | PRODUCTION |  |  | 6H3-L2-LS1 | A182 F22
20LBA10AA019-B01 | Main Steam line Pre-heating PCV positioner | 20LBA10AA019 | PRODUCTION |  |  | 6DR5111-0NN01-0AA-0 | A182 F22
20LBA10AA019-B02 | Main Steam line Pre-heating PCV actuator | 20LBA10AA019 | PRODUCTION |  |  | UIII30V | A182 F22
20LBA10AA019KA | Gate Valve | 20LBA10AA019 | PRODUCTION |  |  | 163L2 | A182 F22
10LBG10AA106-B01 | Auxilliary steam pressure control valve positioner | 10LBG10AA106 | PRODUCTION |  |  | 6DR5111-0NN01-0AA-0 | A182 F22
10LBG10AA106-B02 | Auxilliary steam pressure control valve position actuator | 10LBG10AA106 | PRODUCTION |  |  | UIII30V | A182 F22
10LBG10AA106KA | Auxilliary Steam Pressure Control Valve Positioner | 10LBG10AA106 | PRODUCTION |  |  | 6H3-L2-LS1 | A182 F22
20LBG10AA106-B01 | Auxilliary steam pressure control valve positioner | 20LBG10AA106 | PRODUCTION |  |  | 6DR5111-0NN01-0AA-0 | A182 F22
20LBG10AA106-B02 | Auxilliary steam pressure control valve position actuator | 20LBG10AA106 | PRODUCTION |  |  | UIII30V | A182 F22
20LBG10AA106KA | Auxilliary Steam Pressure Control Valve Positioner | 20LBG10AA106 | PRODUCTION |  |  | 6H3-L2-LS1 | A182 F22
10LBG10AA108KA | Auxilliary Steam Pressure Control Valve Positioner | 10LBG10AA108 | PRODUCTION |  |  | A182F22 | A182F22
20LBG10AA108KA | Auxilliary Steam Pressure Control Valve Positioner | 20LBG10AA108 | PRODUCTION |  |  | A182F22 | A182F22
10LBH15AA904-B01 | Deaerator initial heating line PCV positioner | 10LBH15AA904 | PRODUCTION |  |  | 6DR5111-0NN01-0AA-0 | A217 WC9
10LBH15AA904-B02 | Deaerator initial heating line PCV actuator | 10LBH15AA904 | PRODUCTION |  |  | UV60N | A217 WC9
10LBH15AA904KA | Deaerator Initial Heating Line Pcv Positioner | 10LBH15AA904 | PRODUCTION |  |  | 6H8-L2-LS2 | A217 WC9
20LBH15AA904-B01 | Deaerator initial heating line PCV positioner | 20LBH15AA904 | PRODUCTION |  |  | 6DR5111-0NN01-0AA-0 | A217 WC9
20LBH15AA904-B02 | Deaerator initial heating line PCV position actuator | 20LBH15AA904 | PRODUCTION |  |  | UV60N | A217 WC9
20LBH15AA904KA | Deaerator Initial Heating Line Pcv Positioner | 20LBH15AA904 | PRODUCTION |  |  | 6DR5111-0NN01-0AA-0 | A217 WC9
10LBH15AA905KA | Ball Valve | 10LBH15AA905 | PRODUCTION |  |  | 6H3-L2-LS2 | A217WC9
20LBH15AA905KA | Ball Valve | 20LBH15AA905 | PRODUCTION |  |  | 6H3-L2-LS2 | A217WC9
10LCA10AA214-B01 | CEP minimum recirculation flow control valve-positioner | 10LCA10AA214 | PRODUCTION |  |  | 6DR5111-0NN01-0AA-0 | A216WCB
10LCA10AA214-B02 | CEP minimum recirculation flow control valve-position actuator | 10LCA10AA214 | PRODUCTION |  |  | UI20N | A216WCB
10LCA10AA214KA | Globe valve | 10LCA10AA214 | PRODUCTION |  |  | 8C1-L1 | A216WCB
20LCA10AA214-B01 | CEP minimum recirculation flow control valve-positioner | 20LCA10AA214 | PRODUCTION |  |  | 6DR5111-0NN01-0AA-0 | A216WCB
20LCA10AA214-B02 | CEP minimum recirculation flow control valve-position actuator | 20LCA10AA214 | PRODUCTION |  |  | UI20N | A216WCB
20LCA10AA214KA | Globe valve | 20LCA10AA214 | PRODUCTION |  |  | 8C1-L1 | A216WCB
10LCA10AA221KA | Ball Valve | 10LCA10AA221 | PRODUCTION |  |  | 8C1-L1 | A216WCB
20LCA10AA221KA | Ball Valve | 20LCA10AA221 | PRODUCTION |  |  | 8C1-L1 | A216WCB
10LCA40AA012KA | Hotwell Level Control Valve-Positioner | 10LCA40AA012 | PRODUCTION |  |  | 6N8-L1 | SA216 Gr WCB
20LCA40AA012KA | Hotwell Level Control Valve-Positioner | 20LCA40AA012 | PRODUCTION |  |  | 6N8-L1 | SA216 Gr WCB
10LCA40AA602-B01 | Hotwell level control valve-positioner | 10LCA40AA602 | PRODUCTION |  |  | 6DR5111-0NN01-0AA-0 | A216WCB
10LCA40AA602-B02 | Hotwell level control valve-position actuator | 10LCA40AA602 | PRODUCTION |  |  | UV60V | A216WCB
10LCA40AA602KA | Control Valve-Positioner | 10LCA40AA602 | PRODUCTION |  |  | 6N8-L1 | A216WCB
20LCA40AA602-B01 | Hotwell level control valve-positioner | 20LCA40AA602 | PRODUCTION |  |  | 6DR5111-0NN01-0AA-0 | A216WCB
20LCA40AA602-B02 | Hotwell level control valve-position actuator | 20LCA40AA602 | PRODUCTION |  |  | UV60V | A216WCB
20LCA40AA602KA | Control Valve-Positioner | 20LCA40AA602 | PRODUCTION |  |  | 6N8-L1 | A216WCB
10LCE35AA303-B01 | Gland sealing steam temperature control valve positioner | 10LCE35AA303 | PRODUCTION |  |  | 6DR5111-0NN01-0AA-0 | A216WCB
10LCE35AA303-B02 | Gland sealing steam temperature control valve position actuator | 10LCE35AA303 | PRODUCTION |  |  | UI20V | A216WCB
10LCE35AA303KA | Gland Sealing Steam Temperature Control Valve Positioner | 10LCE35AA303 | PRODUCTION |  |  | 6DR5111-0NN01-0AA-0 | A216WCB
20LCE35AA303-B01 | Gland sealing steam temperature control valve positioner | 20LCE35AA303 | PRODUCTION |  |  | 6DR5111-0NN01-0AA-0 | A216WCB
20LCE35AA303-B02 | Gland sealing steam temperature control valve position actuator | 20LCE35AA303 | PRODUCTION |  |  | UI20V | A216WCB
20LCE35AA303KA | Gland Sealing Steam Temperature Control Valve Positioner | 20LCE35AA303 | PRODUCTION |  |  | 8C1-P1 | A216WCB
10LCE35AA305KA | Globe valve | 10LCE35AA305 | PRODUCTION |  |  | 8C1-P1 | A216WCB
20LCE35AA305KA | Globe valve | 20LCE35AA305 | PRODUCTION |  |  | 8C1-P1 | A216WCB
10LCH10AA002-B01 | HP Heater emergency drain control valve-positioner | 10LCH10AA002 | PRODUCTION |  |  | 6DR5111-0NN01-0AA-0 | A216WCB
10LCH10AA002-B02 | HP Heater emergency drain control valve-position actuator | 10LCH10AA002 | PRODUCTION |  |  | UII30V | A216WCB
10LCH10AA002KA | Hp Heater Emergency Drain Control Valve-Positioner | 10LCH10AA002 | PRODUCTION |  |  | 8C3-L1 | A216WCB
20LCH10AA002-B01 | HP Heater emergency drain control valve-positioner | 20LCH10AA002 | PRODUCTION |  |  | 6DR5111-0NN01-0AA-0 | A216WCB
20LCH10AA002-B02 | HP Heater emergency drain control valve-position actuator | 20LCH10AA002 | PRODUCTION |  |  | UIII30V | A216WCB
20LCH10AA002KA | Hp Heater Emergency Drain Control Valve-Positioner | 20LCH10AA002 | PRODUCTION |  |  | 8C3-L1 | A216WCB
10LCH10AA005-B01 | HP Heater normal drain control valve-positioner | 10LCH10AA005 | PRODUCTION |  |  | 6DR5111-0NN01-0AA-0 | A216WCB
10LCH10AA005-B02 | HP Heater normal drain control valve-position actuator | 10LCH10AA005 | PRODUCTION |  |  | UI20V | A216WCB
10LCH10AA005KA | Hp Heater Normal Drain Control Valve-Positioner | 10LCH10AA005 | PRODUCTION |  |  | 8C1-L1 | A216WCB
20LCH10AA005-B01 | HP Heater normal drain control valve-positioner | 20LCH10AA005 | PRODUCTION |  |  | 6DR5111-0NN01-0AA-0 | A216WCB
20LCH10AA005-B02 | HP Heater normal drain control valve-position actuator | 20LCH10AA005 | PRODUCTION |  |  | UI20V | A216WCB
20LCH10AA005KA | Hp Heater Normal Drain Control Valve-Positioner | 20LCH10AA005 | PRODUCTION |  |  | 8C1-L1 | A216WCB
00CYP049-E01 | Camera, Unit#1 Boiler Furnace | 00CYP049 | PRODUCTION
10LCJ10AA002-B01 | LP Heater emergency drain control valve-positioner | 10LCJ10AA002 | PRODUCTION |  |  | 6DR5111-0NN01-0AA-0 | A216WCB
10LCJ10AA002-B02 | LP Heater emergency drain control valve-position actuator | 10LCJ10AA002 | PRODUCTION |  |  | UII30V | A216WCB
10LCJ10AA002KA | Lp Heater Emergency Drain Control Valve-Positioner | 10LCJ10AA002 | PRODUCTION |  |  | 8C1-L1 | A216WCB
20LCJ10AA002-B01 | LP Heater emergency drain control valve-positioner | 20LCJ10AA002 | PRODUCTION |  |  | 6DR5111-0NN01-0AA-0 | A216WCB
20LCJ10AA002-B02 | LP Heater emergency drain control valve-position actuator | 20LCJ10AA002 | PRODUCTION |  |  | UIII30V | A216WCB
20LCJ10AA002KA | Lp Heater Emergency Drain Control Valve-Positioner | 20LCJ10AA002 | PRODUCTION |  |  | 8C1-L1 | A216WCB
10LCJ10AA005-B01 | LP Heater normal drain control valve-positioner | 10LCJ10AA005 | PRODUCTION |  |  | 6DR5111-0NN01-0AA-0 | A216WCB
10LCJ10AA005-B02 | LP Heater normal drain control valve-position actuator | 10LCJ10AA005 | PRODUCTION |  |  | UI20V | A216WCB
10LCJ10AA005KA | Lp Heater Normal Drain Control Valve-Positioner | 10LCJ10AA005 | PRODUCTION |  |  | 8C1-L1 | A216WCB
20LCJ10AA005-B01 | LP Heater normal drain control valve-positioner | 20LCJ10AA005 | PRODUCTION |  |  | 6DR5111-0NN01-0AA-0 | A216WCB
20LCJ10AA005-B02 | LP Heater normal drain control valve-position actuator | 20LCJ10AA005 | PRODUCTION |  |  | UI20V | A216WCB
20LCJ10AA005KA | Lp Heater Normal Drain Control Valve-Positioner | 20LCJ10AA005 | PRODUCTION |  |  | 8C1-L1 | A216WCB
10MAL10AA203KA | Wheel Chamber Drain (Drain System) | 10MAL10AA203 | PRODUCTION |  |  | 6H3-P1 | A217WC9
20MAL10AA203KA | Wheel Chamber Drain (Drain System) | 20MAL10AA203 | PRODUCTION |  |  | 6H3-P1 | A217WC9
10MAL10AA204KA | Casing Drain-1-Drain (Drain System) | 10MAL10AA204 | PRODUCTION |  |  | 6H3-P1 | A217WC9
20MAL10AA204KA | Casing Drain-1-Drain (Drain System) | 20MAL10AA204 | PRODUCTION |  |  | 6H3-P1 | A217WC9
10MAL10AA205KA | Casing Drain-2-Drain (Drain System) | 10MAL10AA205 | PRODUCTION |  |  | 6H3-P1 | A217WC9
20MAL10AA205KA | Casing Drain-2-Drain (Drain System) | 20MAL10AA205 | PRODUCTION |  |  | 6H3-P1 | A217WC9
10MAL10AA206KA | Casing Drain-3-Drain (Drain System) | 10MAL10AA206 | PRODUCTION |  |  | 6H3-P1 | A217WC9
20MAL10AA206KA | Casing Drain-3-Drain (Drain System) | 20MAL10AA206 | PRODUCTION |  |  | 6H3-P1 | A217WC9
10MAL10AA211KA | Close Position Feedback-Turbine Ak-1 Drain Vlv | 10MAL10AA211 | PRODUCTION |  |  | 8C3-P1 | A217WC6
20MAL10AA211KA | Close Position Feedback-Turbine Ak-1 Drain Vlv | 20MAL10AA211 | PRODUCTION |  |  | 8C3-P1 | A217WC6
10MAL10AA224KA | Solenoid valve | 10MAL10AA224 | PRODUCTION |  |  | 8C3-P1 | A216WCB
20MAL10AA224KA | Solenoid valve | 20MAL10AA224 | PRODUCTION |  |  | 8C3-P1 | A216WCB
10MAL10AA228KA | Open Position Feedback- Rear Gland Sealing Vlv | 10MAL10AA228 | PRODUCTION |  |  | 8C3-P1 | A216WCB
20MAL10AA228KA | Open Position Feedback- Rear Gland Sealing Vlv | 20MAL10AA228 | PRODUCTION |  |  | 8C3-P1 | A216WCB
10MAW15AA306-B01 | Gland sealing steam pressure control valve positioner | 10MAW15AA306 | PRODUCTION |  |  | 6DR5111-0NN01-0AA-0 | A216WCB
10MAW15AA306-B02 | Gland sealing steam pressure control valve position actuator | 10MAW15AA306 | PRODUCTION |  |  | UI20V | A216WCB
10MAW15AA306KA | Gland Sealing Steam Pressure Control Valve Positioner | 10MAW15AA306 | PRODUCTION |  |  | 8C3-L1 | A216WCB
20MAW15AA306-B01 | Gland sealing steam pressure control valve positioner | 20MAW15AA306 | PRODUCTION |  |  | 6DR5111-0NN01-0AA-0 | A216WCB
20MAW15AA306-B02 | Gland sealing steam pressure control valve position actuator | 20MAW15AA306 | PRODUCTION |  |  | UI20V | A216WCB
20MAW15AA306KA | Gland Sealing Steam Pressure Control Valve Positioner | 20MAW15AA306 | PRODUCTION |  |  | 8C3-L1 | A216WCB
10MAW15AA308KA | Gate Valve | 10MAW15AA308 | PRODUCTION |  |  | 8C3-L1 | A216WCB
20MAW15AA308KA | Gate Valve | 20MAW15AA308 | PRODUCTION |  |  | 8C3-L1 | A216WCB
20GAC44AA001KA | Ball Valve | 20GAC44AA001 | PRODUCTION
10HTQ33AA001KA | Water Supply and Disposal system, valve | 10HTQ33AA001 | PRODUCTION
20HTQ33AA001KA | Ball Valve | 20HTQ33AA001 | PRODUCTION
10HTQ33AA011KA | Water Supply and Disposal system, valve | 10HTQ33AA011 | PRODUCTION
20HTQ33AA011KA | Ball Valve | 20HTQ33AA011 | PRODUCTION
10HTQ33AA012KA | Water Supply and Disposal system, valve | 10HTQ33AA012 | PRODUCTION
20HTQ33AA012KA | Ball Valve | 20HTQ33AA012 | PRODUCTION
10HTQ33AA013KA | Water Supply and Disposal system, valve | 10HTQ33AA013 | PRODUCTION
20HTQ33AA013KA | Ball Valve | 20HTQ33AA013 | PRODUCTION
10HTQ33AA014KA | Water Supply and Disposal system, valve | 10HTQ33AA014 | PRODUCTION
20HTQ33AA014KA | Ball Valve | 20HTQ33AA014 | PRODUCTION
10HTQ33AA015KA | Water Supply and Disposal system, valve | 10HTQ33AA015 | PRODUCTION
20HTQ33AA015KA | Ball Valve | 20HTQ33AA015 | PRODUCTION
10HTQ33AA016KA | Water Supply and Disposal system, valve | 10HTQ33AA016 | PRODUCTION
20HTQ33AA016KA | Ball Valve | 20HTQ33AA016 | PRODUCTION
10HTQ33AA017KA | Water Supply and Disposal system, valve | 10HTQ33AA017 | PRODUCTION
20HTQ33AA017KA | Ball Valve | 20HTQ33AA017 | PRODUCTION
10HTQ33AA051KA | Check Valve (general) | 10HTQ33AA051 | PRODUCTION |  |  |  | Stainless steel
20HTQ33AA051KA | Check Valve (general) | 20HTQ33AA051 | PRODUCTION |  |  |  | Stainless steel
20HTQ33AA052KA | Check Valve (general) | 20HTQ33AA052 | PRODUCTION |  |  |  | Stainless steel
10HTQ33AA053KA | Check Valve (general) | 10HTQ33AA053 | PRODUCTION |  |  |  | Stainless steel
20HTQ33AA053KA | Check Valve (general) | 20HTQ33AA053 | PRODUCTION |  |  |  | Stainless steel
10HTQ33AA054KA | Check Valve (general) | 10HTQ33AA054 | PRODUCTION |  |  |  | Stainless steel
20HTQ33AA054KA | Check Valve (general) | 20HTQ33AA054 | PRODUCTION |  |  |  | Stainless steel
10HTQ33AA055KA | Check Valve (general) | 10HTQ33AA055 | PRODUCTION |  |  |  | Stainless steel
20HTQ33AA055KA | Check Valve (general) | 20HTQ33AA055 | PRODUCTION |  |  |  | Stainless steel
10HTQ33AA056KA | Check Valve (general) | 10HTQ33AA056 | PRODUCTION |  |  |  | Stainless steel
20HTQ33AA056KA | Check Valve (general) | 20HTQ33AA056 | PRODUCTION |  |  |  | Stainless steel
10HTQ33AA057KA | Check Valve (general) | 10HTQ33AA057 | PRODUCTION |  |  |  | Stainless steel
20HTQ33AA057KA | Check Valve (general) | 20HTQ33AA057 | PRODUCTION |  |  |  | Stainless steel
10HTQ33AA801KA | Process water valve | 10HTQ33AA801 | PRODUCTION
20HTQ33AA801KA | Valve | 20HTQ33AA801 | PRODUCTION
10HTQ33AA811KA | Process water valve | 10HTQ33AA811 | PRODUCTION
20HTQ33AA811KA | Valve | 20HTQ33AA811 | PRODUCTION
10HTQ34AA001KA | Water Supply and Disposal system, Ball valve | 10HTQ34AA001 | PRODUCTION
10QEB94AA003KA | Service air valve | 10QEB94AA003 | PRODUCTION |  |  |  | 926257
20QEB94AA003KA | Valve | 20QEB94AA003 | PRODUCTION |  |  |  | 926257
10QEB94AA004KA | Service air valve | 10QEB94AA004 | PRODUCTION |  |  |  | 926257
20QEB94AA004KA | Valve | 20QEB94AA004 | PRODUCTION |  |  |  | 926257
10QEB94AA005KA | Service air valve | 10QEB94AA005 | PRODUCTION |  |  |  | 926257
20QEB94AA005KA | Valve | 20QEB94AA005 | PRODUCTION |  |  |  | 926257
10QEB94AA006KA | Service air valve | 10QEB94AA006 | PRODUCTION |  |  |  | 926257
20QEB94AA006KA | Valve | 20QEB94AA006 | PRODUCTION |  |  |  | 926257
10QEB94AA007KA | Service air valve | 10QEB94AA007 | PRODUCTION |  |  |  | 926257
20QEB94AA007KA | Valve | 20QEB94AA007 | PRODUCTION |  |  |  | 926257
10QEB94AA008KA | Service air valve | 10QEB94AA008 | PRODUCTION |  |  |  | 926257
20QEB94AA008KA | Valve | 20QEB94AA008 | PRODUCTION |  |  |  | 926257
10QEB94AA009KA | Service air valve | 10QEB94AA009 | PRODUCTION |  |  |  | 926257
20QEB94AA009KA | Valve | 20QEB94AA009 | PRODUCTION |  |  |  | 926257
10QEB94AA051KA | Check Valve (general) | 10QEB94AA051 | PRODUCTION |  |  |  | 926257
20QEB94AA051KA | Check Valve (general) | 20QEB94AA051 | PRODUCTION |  |  |  | 926257
10QEB94AA052KA | Check Valve (general) | 10QEB94AA052 | PRODUCTION |  |  |  | 926257
20QEB94AA052KA | Check Valve (general) | 20QEB94AA052 | PRODUCTION |  |  |  | 926257
10QEB94AA053KA | Check Valve (general) | 10QEB94AA053 | PRODUCTION |  |  |  | 926257
20QEB94AA053KA | Check Valve (general) | 20QEB94AA053 | PRODUCTION |  |  |  | 926257
10QEB94AA054KA | Check Valve (general) | 10QEB94AA054 | PRODUCTION |  |  |  | 926257
20QEB94AA054KA | Check Valve (general) | 20QEB94AA054 | PRODUCTION |  |  |  | 926257
10QEB94AA055KA | Check Valve (general) | 10QEB94AA055 | PRODUCTION |  |  |  | 926257
20QEB94AA055KA | Check Valve (general) | 20QEB94AA055 | PRODUCTION |  |  |  | 926257
10QEB94AA056KA | Check Valve (general) | 10QEB94AA056 | PRODUCTION |  |  |  | 926257
20QEB94AA056KA | Check Valve (general) | 20QEB94AA056 | PRODUCTION |  |  |  | 926257
10QEB94AA057KA | Check Valve (general) | 10QEB94AA057 | PRODUCTION |  |  |  | 926257
20QEB94AA057KA | Check Valve (general) | 20QEB94AA057 | PRODUCTION |  |  |  | 926257
10QEB94AA058KA | Check Valve (general) | 10QEB94AA058 | PRODUCTION |  |  |  | 926257
20QEB94AA058KA | Check Valve (general) | 20QEB94AA058 | PRODUCTION |  |  |  | 926257
10QEB94AA091KA | Pressure reducing valve | 10QEB94AA091 | PRODUCTION |  |  |  | 916030
20QEB94AA091KA | Pressure reducing valve | 20QEB94AA091 | PRODUCTION |  |  |  | 916030
10QEB94AA401KA | Safety valve | 10QEB94AA401 | PRODUCTION
20QEB94AA401KA | Safety valve | 20QEB94AA401 | PRODUCTION
10QEU17AA001KA | Fluidizing air valve | 10QEU17AA001 | PRODUCTION |  |  |  | Brass
20QEU17AA001KA | Fluidizing air valve | 20QEU17AA001 | PRODUCTION |  |  |  | Brass
10QEU19AA001KA | Fluidizing air valve | 10QEU19AA001 | PRODUCTION |  |  |  | Brass
20QEU19AA001KA | Fluidizing air valve | 20QEU19AA001 | PRODUCTION |  |  |  | Brass
10QEU19AA002KA | Fluidizing air valve | 10QEU19AA002 | PRODUCTION |  |  |  | Brass
20QEU19AA002KA | Fluidizing air valve | 20QEU19AA002 | PRODUCTION |  |  |  | Brass
10QEU19AA003KA | Fluidizing air valve | 10QEU19AA003 | PRODUCTION |  |  |  | Brass
20QEU19AA003KA | Fluidizing air valve | 20QEU19AA003 | PRODUCTION |  |  |  | Brass
10QEU19AA004KA | Fluidizing air valve | 10QEU19AA004 | PRODUCTION |  |  |  | Brass
20QEU19AA004KA | Fluidizing air valve | 20QEU19AA004 | PRODUCTION |  |  |  | Brass
10QEU19AA005KA | Fluidizing air valve | 10QEU19AA005 | PRODUCTION |  |  |  | Brass
20QEU19AA005KA | Fluidizing air valve | 20QEU19AA005 | PRODUCTION |  |  |  | Brass
10QEU19AA006KA | Fluidizing air valve | 10QEU19AA006 | PRODUCTION |  |  |  | Brass
20QEU19AA006KA | Fluidizing air valve | 20QEU19AA006 | PRODUCTION |  |  |  | Brass
10QEU19AA007KA | Fluidizing air valve | 10QEU19AA007 | PRODUCTION |  |  |  | Brass
20QEU19AA007KA | Fluidizing air valve | 20QEU19AA007 | PRODUCTION |  |  |  | Brass
10QFB51AA002KA | Instrument Air valve | 10QFB51AA002 | PRODUCTION |  |  | Part of 10HTF11AM001 valve rack
20QFB51AA002KA | Instrument Air valve | 20QFB51AA002 | PRODUCTION |  |  | Part of 10HTF11AM001 valve rack
10QFB51AA003KA | Instrument Air valve | 10QFB51AA003 | PRODUCTION |  |  | Part of 10HTF11AM001 valve rack
20QFB51AA003KA | Instrument Air valve | 20QFB51AA003 | PRODUCTION |  |  | Part of 10HTF11AM001 valve rack
10QFB51AA005KA | Instrument Air valve | 10QFB51AA005 | PRODUCTION
20QFB51AA005KA | Instrument Air valve | 20QFB51AA005 | PRODUCTION
10QFB51AA052KA | Instrument Air valve | 10QFB51AA052 | PRODUCTION
20QFB51AA052KA | Instrument Air valve | 20QFB51AA052 | PRODUCTION
10QFB51AT001KT | Filter | 10QFB51AT001 | PRODUCTION |  |  |  | 916030
10LBQ10AA003KA | Quick Closing None Return Valve | 10LBQ10AA003 | PRODUCTION |  |  | C09.65 NPS6" CLASS 300 244AG | A516 GR.60
20LBQ10AA003KA | Quick Closing None Return Valve | 20LBQ10AA003 | PRODUCTION |  |  | C09.65 NPS6" CLASS 300 244AG | A516 GR.60
00HTE10GG001-A01 | Bag Filter 400VAC Motor Control Center | 00HTE10GG001 | PRODUCTION |  |  | 800#
10HDB20AA202QN | Actuator, Solenoid valve, blow valve | 10HDB20AA202 | PRODUCTION |  |  | 79-ASCO-SC8551A001MS24VDC
10HDB20AA202-Y | Solenoid valve, blow valve | 10HDB20AA202 | PRODUCTION |  |  | 79-ASCO-SC8551A001MS24VDC
20HDB20AA202QN | Actuator, Solenoid valve, blow valve | 20HDB20AA202 | PRODUCTION |  |  | 79-ASCO-SC8551A001MS24VDC
20HDB20AA202-Y | Solenoid valve, blow valve | 20HDB20AA202 | PRODUCTION |  |  | 79-ASCO-SC8551A001MS24VDC
10HDB20AA203QN | Actuator, Solenoid valve, fluidization valve | 10HDB20AA203 | PRODUCTION |  |  | 79-ASCO-SC8551A001MS24VDC
10HDB20AA203-Y | Solenoid valve, fluidization valve | 10HDB20AA203 | PRODUCTION |  |  | 79-ASCO-SC8551A001MS24VDC
20HDB20AA203QN | Actuator, Solenoid valve, fluidization valve | 20HDB20AA203 | PRODUCTION |  |  | 79-ASCO-SC8551A001MS24VDC
20HDB20AA203-Y | Solenoid valve, fluidization valve | 20HDB20AA203 | PRODUCTION |  |  | 79-ASCO-SC8551A001MS24VDC
10HDB20AA204QN | Actuator, Solenoid valve, extra blow valve | 10HDB20AA204 | PRODUCTION |  |  | 79-ASCO-SC8551A001MS24VDC
10HDB20AA204-Y | Solenoid valve, extra blow valve | 10HDB20AA204 | PRODUCTION |  |  | 79-ASCO-SC8551A001MS24VDC
20HDB20AA204QN | Actuator, Solenoid valve, extra blow valve | 20HDB20AA204 | PRODUCTION |  |  | 79-ASCO-SC8551A001MS24VDC
20HDB20AA204-Y | Solenoid valve, extra blow valve | 20HDB20AA204 | PRODUCTION |  |  | 79-ASCO-SC8551A001MS24VDC
10HJA10AA201KA | Ign. lance NO in fail. | 10HJA10AA201 | PRODUCTION |  |  | SCG551A017SL.24/DC
10HJA10AA201QN | Actuator, 5/2-Way Valve | 10HJA10AA201 | PRODUCTION |  |  | SCG551A017SL.24/DC
10HJA10AA201-Y01 | 5/2-Way Valve | 10HJA10AA201 | PRODUCTION |  |  | SCG551A017SL.24/DC
20HJA10AA201KA | Ign. lance NO in fail. | 20HJA10AA201 | PRODUCTION |  |  | SCG551A017SL.24/DC
20HJA10AA201QN | Actuator, 5/2-Way Valve | 20HJA10AA201 | PRODUCTION |  |  | SCG551A017SL.24/DC
20HJA10AA201-Y01 | Solenoid valve | 20HJA10AA201 | PRODUCTION |  |  | SCG551A017SL.24/DC
10HJA20AA201KA | Ign. lance NO in fail. | 10HJA20AA201 | PRODUCTION |  |  | SCG551A017SL.24/DC
10HJA20AA201QN | Actuator, 5/2-Way Valve | 10HJA20AA201 | PRODUCTION |  |  | SCG551A017SL.24/DC
10HJA20AA201-Y01 | 5/2-Way Valve | 10HJA20AA201 | PRODUCTION |  |  | SCG551A017SL.24/DC
20HJA20AA201KA | Ign. lance NO in fail. | 20HJA20AA201 | PRODUCTION |  |  | SCG551A017SL.24/DC
20HJA20AA201QN | Actuator, 5/2-Way Valve | 20HJA20AA201 | PRODUCTION |  |  | SCG551A017SL.24/DC
20HJA20AA201-Y01 | Solenoid valve | 20HJA20AA201 | PRODUCTION |  |  | SCG551A017SL.24/DC
10HJF51AA201QN | Actuator, 5/2-Way Valve | 10HJF51AA201 | PRODUCTION |  |  | AT201S10
10HJF51AA201-Y01 | 5/2-Way Valve | 10HJF51AA201 | PRODUCTION |  |  | SCG551A017SL 24V DC
20HJF51AA201QN | Actuator, 5/2-Way Valve | 20HJF51AA201 | PRODUCTION |  |  | AT201S10
20HJF51AA201-Y01 | Solenoid valve | 20HJF51AA201 | PRODUCTION |  |  | SCG551A017SL 24V DC
10HJF51AA202QN | Actuator, 5/2-Way Valve | 10HJF51AA202 | PRODUCTION |  |  | AT201S10
10HJF51AA202-Y01 | 5/2-Way Valve | 10HJF51AA202 | PRODUCTION |  |  | SCG551A017SL 24V DC
20HJF51AA202QN | Actuator, 5/2-Way Valve | 20HJF51AA202 | PRODUCTION |  |  | AT201S10
20HJF51AA202-Y01 | Solenoid valve | 20HJF51AA202 | PRODUCTION |  |  | SCG551A017SL 24V DC
10HJF52AA201QN | Actuator, 5/2-Way Valve | 10HJF52AA201 | PRODUCTION |  |  | AT201S10
10HJF52AA201-Y01 | 5/2-Way Valve | 10HJF52AA201 | PRODUCTION |  |  | SCG551A017SL 24V DC
20HJF52AA201QN | Actuator, 5/2-Way Valve | 20HJF52AA201 | PRODUCTION |  |  | AT201S10
20HJF52AA201-Y01 | Solenoid valve | 20HJF52AA201 | PRODUCTION |  |  | SCG551A017SL 24V DC
10HJF52AA202QN | Actuator, 5/2-Way Valve | 10HJF52AA202 | PRODUCTION |  |  | AT201S10
10HJF52AA202-Y01 | 5/2-Way Valve | 10HJF52AA202 | PRODUCTION |  |  | SCG551A017SL 24V DC
20HJF52AA202QN | Actuator, 5/2-Way Valve | 20HJF52AA202 | PRODUCTION |  |  | AT201S10
20HJF52AA202-Y01 | Solenoid valve | 20HJF52AA202 | PRODUCTION |  |  | SCG551A017SL 24V DC
10HJN11AA201QN | Actuator, 5/2-Way Valve | 10HJN11AA201 | PRODUCTION |  |  | VAL52SR | Aluminium
10HJN11AA201-Y01 | 5/2-Way Valve | 10HJN11AA201 | PRODUCTION |  |  | SCG551A017SL 24V DC | Aluminium / AISI
20HJN11AA201QN | Actuator, 5/2-Way Valve | 20HJN11AA201 | PRODUCTION |  |  | VAL52SR | Aluminium
20HJN11AA201-Y01 | Solenoid valve | 20HJN11AA201 | PRODUCTION |  |  | SCG551A017SL 24V DC | Aluminium / AISI
10HJN12AA201QN | Actuator, 5/2-Way Valve | 10HJN12AA201 | PRODUCTION |  |  | VAL52SR | Aluminium
10HJN12AA201-Y01 | 5/2-Way Valve | 10HJN12AA201 | PRODUCTION |  |  | SCG551A017SL 24V DC | Aluminium/AISI
20HJN12AA201QN | Actuator, 5/2-Way Valve | 20HJN12AA201 | PRODUCTION |  |  | VAL52SR | Aluminium
20HJN12AA201-Y01 | Solenoid valve | 20HJN12AA201 | PRODUCTION |  |  | SCG551A017SL 24V DC | Aluminium/AISI
10HJN21AA201QN | Actuator, 5/2-Way Valve | 10HJN21AA201 | PRODUCTION |  |  | VAL52SR | Aluminium
10HJN21AA201-Y01 | 5/2-Way Valve | 10HJN21AA201 | PRODUCTION |  |  | SCG551A017SL 24V DC | Aluminium / AISI
20HJN21AA201QN | Actuator, 5/2-Way Valve | 20HJN21AA201 | PRODUCTION |  |  | VAL52SR | Aluminium
20HJN21AA201-Y01 | Solenoid valve | 20HJN21AA201 | PRODUCTION |  |  | SCG551A017SL 24V DC | Aluminium / AISI
10HJN22AA201QN | Actuator, 5/2-Way Valve | 10HJN22AA201 | PRODUCTION |  |  | VAL52SR | Aluminium
10HJN22AA201-Y01 | 5/2-Way Valve | 10HJN22AA201 | PRODUCTION |  |  | SCG551A017SL 24V DC | Aluminium/AISI
20HJN22AA201QN | Actuator, 5/2-Way Valve | 20HJN22AA201 | PRODUCTION |  |  | VAL52SR | Aluminium
20HJN22AA201-Y01 | Solenoid valve | 20HJN22AA201 | PRODUCTION |  |  | SCG551A017SL 24V DC | Aluminium/AISI
10HTP22AA202QN | Actuator, Solenoid valve, blow valve | 10HTP22AA202 | PRODUCTION |  |  | 79-ASCO-SC8551A001MS24VDC
10HTP22AA202-Y | Solenoid valve, blow valve | 10HTP22AA202 | PRODUCTION |  |  | 79-ASCO-SC8551A001MS24VDC
20HTP22AA202QN | Actuator, Solenoid valve, blow valve | 20HTP22AA202 | PRODUCTION |  |  | 79-ASCO-SC8551A001MS24VDC
20HTP22AA202-Y | Solenoid valve, blow valve | 20HTP22AA202 | PRODUCTION |  |  | 79-ASCO-SC8551A001MS24VDC
10HTP22AA203QN | Actuator, Solenoid valve, fluidization valve | 10HTP22AA203 | PRODUCTION |  |  | 79-ASCO-SC8551A001MS24VDC
10HTP22AA203-Y | Solenoid valve, fluidization valve | 10HTP22AA203 | PRODUCTION |  |  | 79-ASCO-SC8551A001MS24VDC
20HTP22AA203QN | Actuator, Solenoid valve, fluidization valve | 20HTP22AA203 | PRODUCTION |  |  | 79-ASCO-SC8551A001MS24VDC
20HTP22AA203-Y | Solenoid valve, fluidization valve | 20HTP22AA203 | PRODUCTION |  |  | 79-ASCO-SC8551A001MS24VDC
10HTP22AA204QN | Actuator, Solenoid valve, extra blow valve | 10HTP22AA204 | PRODUCTION |  |  | 79-ASCO-SC8551A001MS24VDC
10HTP22AA204-Y | Solenoid valve, extra blow valve | 10HTP22AA204 | PRODUCTION |  |  | 79-ASCO-SC8551A001MS24VDC
20HTP22AA204QN | Actuator, Solenoid valve, extra blow valve | 20HTP22AA204 | PRODUCTION |  |  | 79-ASCO-SC8551A001MS24VDC
20HTP22AA204-Y | Solenoid valve, extra blow valve | 20HTP22AA204 | PRODUCTION |  |  | 79-ASCO-SC8551A001MS24VDC
10QEB60AA501QN | Actuator, 5/2-Way Solenoid Valve | 10QEB60AA501 | PRODUCTION |  |  | 79-ASCO-SC8551A001MS24VDC
10QEB60AA501-Y | 5/2-Way Solenoid Valve | 10QEB60AA501 | PRODUCTION |  |  | 79-ASCO-SC8551A001MS24VDC
20QEB60AA501QN | Actuator, 5/2-Way Solenoid Valve | 20QEB60AA501 | PRODUCTION |  |  | 79-ASCO-SC8551A001MS24VDC
20QEB60AA501-Y | 5/2-Way Solenoid Valve | 20QEB60AA501 | PRODUCTION |  |  | 79-ASCO-SC8551A001MS24VDC
00GCN59AA501KA | Safety valve | 00GCN59AA501 | PRODUCTION
00GCN59AT005KT | Acid unloading pump-2 strainer | 00GCN59AT005 | PRODUCTION
00GCN59AT006KT | Acid unloading pump-1 strainer | 00GCN59AT006 | PRODUCTION
10QCC26BB001KD | Hydrazine dosing tank | 10QCC26BB001 | PRODUCTION
10QCC27BB001KD | Ammonia dosing tank | 10QCC27BB001 | PRODUCTION
20LBS30AA003-F2 | Open Position FB- Bleed 2 to deaerator QCNRV | 20LBS30AA003 | PRODUCTION |  |  | C09.65 NPS10" CLASS 150 244AG | A516 GR.60
20LCE55AA202-F1 | Close Position FB- Exhaust Hood Spray vlv | 20LCE55AA202 | PRODUCTION |  |  | JLSL1
20LCE55AA202-F2 | Open Position FB- Exhaust Hood Spray vlv | 20LCE55AA202 | PRODUCTION |  |  | JLSL1
20MAG10AA201-F1 | Close position feedback-vaccum breaker valve | 20MAG10AA201 | PRODUCTION |  |  | JLSL1
20MAG10AA201-F2 | Open position feedback-vaccum breaker valve | 20MAG10AA201 | PRODUCTION |  |  | JLSL1
20MAL10AA202-F1 | Close position feedback- Turbine Control valve-1 drain vlv | 20MAL10AA202 | PRODUCTION |  |  | JLSL1
20MAL10AA202-F2 | Open position feedback- Turbine Control valve-1 drain vlv | 20MAL10AA202 | PRODUCTION |  |  | JLSL1
20MAL10AA203-F1 | Close position feedback- wheel chamber drain vlv | 20MAL10AA203 | PRODUCTION |  |  | JLSL1
20MAL10AA203-F2 | Open position feedback- wheel chamber drain vlv | 20MAL10AA203 | PRODUCTION |  |  | JLSL1
20MAL10AA204-F1 | Close position feedback- Turbine casing drains chamber-2 | 20MAL10AA204 | PRODUCTION |  |  | JLSL1
10QCD26BB001KD | Ammonia dosing tank-1 | 10QCD26BB001 | PRODUCTION
10QCD27BB001KD | Ammonia dosing tank-2 | 10QCD27BB001 | PRODUCTION
20QCD27BB001KD | Ammonia dosing tank-2 | 20QCD27BB001 | PRODUCTION
00ECT01DW001-U01 | VFD | 00ECT01DW001 | PRODUCTION |  |  | FX 2000
00ECT01DW001-A01 | Control Panels - HMI | 00ECT01DW001 | PRODUCTION |  |  | MT8071IE
00EGB04KP001KP | Screw pump 1 | 00EGB04KP001 | PRODUCTION
00EGB04KP002KP | Screw pump 3 | 00EGB04KP002 | PRODUCTION
00EGE10KP003KP | Oily water transfer pump | 00EGE10KP003 | PRODUCTION
00EGF13KP004KP | Waste water pump | 00EGF13KP004 | PRODUCTION
00CYP10GE001-J01 | JUNCTION BOX | 00CYP10GE001 | PRODUCTION
00CYP10GE002-J01 | JUNCTION BOX | 00CYP10GE002 | PRODUCTION
00CYP10GE003-J01 | JUNCTION BOX | 00CYP10GE003 | PRODUCTION
00CYP10GE004-J01 | JUNCTION BOX | 00CYP10GE004 | PRODUCTION
00CYP10GE005-J01 | JUNCTION BOX | 00CYP10GE005 | PRODUCTION
00CYP10GE006-J01 | JUNCTION BOX | 00CYP10GE006 | PRODUCTION
00CYP10GE007-J01 | JUNCTION BOX | 00CYP10GE007 | PRODUCTION
00CYP10GE008-J01 | JUNCTION BOX | 00CYP10GE008 | PRODUCTION
00CYP10GE009-J01 | JUNCTION BOX | 00CYP10GE009 | PRODUCTION
00PBJ02AP001-M01 | Condenser Water Pump Motor-1 | 00PBJ02AP001 | PRODUCTION
00CYP10GE010-J01 | JUNCTION BOX | 00CYP10GE010 | PRODUCTION
00CYP10GE011-J01 | JUNCTION BOX | 00CYP10GE011 | PRODUCTION
00CYP10GE012-J01 | JUNCTION BOX | 00CYP10GE012 | PRODUCTION
00CYP10GE013-J01 | JUNCTION BOX | 00CYP10GE013 | PRODUCTION
00CYP10GE014-J01 | JUNCTION BOX | 00CYP10GE014 | PRODUCTION
00CYP10GE015-J01 | JUNCTION BOX | 00CYP10GE015 | PRODUCTION
00CYP10GE016-J01 | JUNCTION BOX | 00CYP10GE016 | PRODUCTION
00CYP10GE017-J01 | JUNCTION BOX | 00CYP10GE017 | PRODUCTION
00CYP10GE018-J01 | JUNCTION BOX | 00CYP10GE018 | PRODUCTION
00CYP10GE019-J01 | JUNCTION BOX | 00CYP10GE019 | PRODUCTION
00CYP10GE020-J01 | JUNCTION BOX | 00CYP10GE020 | PRODUCTION
00CYP10GE021-J01 | JUNCTION BOX | 00CYP10GE021 | PRODUCTION
00CYP10GE022-J01 | JUNCTION BOX | 00CYP10GE022 | PRODUCTION
00CYP10GE023-J01 | JUNCTION BOX | 00CYP10GE023 | PRODUCTION
00CYP10GE024-J01 | JUNCTION BOX | 00CYP10GE024 | PRODUCTION
00CYP10GE025-J01 | JUNCTION BOX | 00CYP10GE025 | PRODUCTION
00CYP10GE026-J01 | JUNCTION BOX | 00CYP10GE026 | PRODUCTION
00CYP10GE027-J01 | JUNCTION BOX | 00CYP10GE027 | PRODUCTION
00CYP10GE028-J01 | JUNCTION BOX | 00CYP10GE028 | PRODUCTION
00CYP10GE029-J01 | Switchboard | 00CYP10GE029 | PRODUCTION
00CYP10GE030-J01 | Switchboard | 00CYP10GE030 | PRODUCTION
00CYP10GE031-J01 | Switchboard | 00CYP10GE031 | PRODUCTION
00CWA20GH001-A01 | Microprocesser Epabx | 00CWA20GH001 | PRODUCTION |  |  | Matrix Eternity MENX16S AC
00CYB20-A01 | Master control station | 00CYB20 | PRODUCTION |  |  | EON510
00CYB21-A01 | Master control station | 00CYB21 | PRODUCTION |  |  | EON510
00CYB22-A01 | Master control station | 00CYB22 | PRODUCTION |  |  | EON510
00CYB23-A01 | Master control station | 00CYB23 | PRODUCTION |  |  | EON510
00CYB47-A01 | Master control station | 00CYB47 | PRODUCTION |  |  | EON510
00CYB50-A01 | Master control station | 00CYB50 | PRODUCTION |  |  | EON510
00CYB30-A01 | Master control station | 00CYB30 | PRODUCTION |  |  | EON510
00CYB31-A01 | Master control station | 00CYB31 | PRODUCTION |  |  | EON510
00CYB32-A01 | Master control station | 00CYB32 | PRODUCTION |  |  | EON510
00CYB33-A01 | Master control station | 00CYB33 | PRODUCTION |  |  | EON510
00CYB40-E01 | Desk top type analog telephone | 00CYB40 | PRODUCTION |  |  | M60
00CYB42-E01 | Desk top type analog telephone | 00CYB42 | PRODUCTION |  |  | M60
00CYB43-E01 | Desk top type analog telephone | 00CYB43 | PRODUCTION |  |  | M60
00CYB46-E01 | Desk top type analog telephone | 00CYB46 | PRODUCTION |  |  | M60
00CYB49-E01 | Desk top type analog telephone | 00CYB49 | PRODUCTION |  |  | M60
00CYB24-E01 | Desk top type analog telephone | 00CYB24 | PRODUCTION |  |  | M60
00CYB25-E01 | Desk top type analog telephone | 00CYB25 | PRODUCTION |  |  | M60
00CYB26-E01 | Desk top type analog telephone | 00CYB26 | PRODUCTION |  |  | M60
00CYB27-E01 | Desk top type analog telephone | 00CYB27 | PRODUCTION |  |  | M60
00CYB28-E01 | Desk top type analog telephone | 00CYB28 | PRODUCTION |  |  | M60
00CYB29-E01 | Desk top type analog telephone | 00CYB29 | PRODUCTION |  |  | M60
00CYB51-E01 | Wall mounted analog telephone | 00CYB51 | PRODUCTION |  |  | M60
00CYB52-E01 | Wall mounted analog telephone | 00CYB52 | PRODUCTION |  |  | M60
00CYB53-E01 | Wall mounted analog telephone | 00CYB53 | PRODUCTION |  |  | M60
00CYB54-E01 | Wall mounted analog telephone | 00CYB54 | PRODUCTION |  |  | M60
00CYB55-E01 | Wall mounted analog telephone | 00CYB55 | PRODUCTION |  |  | M60
00CYB56-E01 | Wall mounted analog telephone | 00CYB56 | PRODUCTION |  |  | M60
00CYB59-E01 | Wall mounted analog telephone | 00CYB59 | PRODUCTION |  |  | M60
00CYB41-E01 | Wall mounted analog telephone | 00CYB41 | PRODUCTION |  |  | M60
00CYB44-E01 | Wall mounted analog telephone | 00CYB44 | PRODUCTION |  |  | M60
00CYB34-E01 | Wall mounted analog telephone | 00CYB34 | PRODUCTION |  |  | M60
00CYB37-E01 | Wall mounted analog telephone | 00CYB37 | PRODUCTION |  |  | M60
00CYB57-E01 | Wall mounted analog telephone with canopy | 00CYB57 | PRODUCTION |  |  | M60
00CYB58-E01 | Wall mounted analog telephone with canopy | 00CYB58 | PRODUCTION |  |  | M60
00CYB45-E01 | Wall mounted analog telephone with canopy | 00CYB45 | PRODUCTION |  |  | M60
00CYB48-E01 | Wall mounted analog telephone with canopy | 00CYB48 | PRODUCTION |  |  | M60
00CYB35-E01 | Wall mounted analog telephone with canopy | 00CYB35 | PRODUCTION |  |  | M60
00CYB36-E01 | Wall mounted analog telephone with canopy | 00CYB36 | PRODUCTION |  |  | M60
00CYB38-E01 | Wall mounted analog telephone with canopy | 00CYB38 | PRODUCTION |  |  | M60
00CYB39-E01 | Wall mounted analog telephone with canopy | 00CYB39 | PRODUCTION |  |  | M60
00CYC10-E01 | Rosset box | 00CYC10 | PRODUCTION |  |  | M60
00CYC11-E01 | Rosset box | 00CYC11 | PRODUCTION |  |  | M60
00CYC12-E01 | Rosset box | 00CYC12 | PRODUCTION |  |  | M60
00CYC13-E01 | Rosset box | 00CYC13 | PRODUCTION |  |  | M60
00CYC14-E01 | Rosset box | 00CYC14 | PRODUCTION |  |  | M60
00CYC15-E01 | Rosset box | 00CYC15 | PRODUCTION |  |  | M60
00CYC16-E01 | Rosset box | 00CYC16 | PRODUCTION |  |  | M60
00CYC17-E01 | Rosset box | 00CYC17 | PRODUCTION |  |  | M60
00CYC18-E01 | Rosset box | 00CYC18 | PRODUCTION |  |  | M60
00CYC19-E01 | Rosset box | 00CYC19 | PRODUCTION |  |  | M60
00CYC20-E01 | Rosset box | 00CYC20 | PRODUCTION |  |  | M60
00CYC21-E01 | Rosset box | 00CYC21 | PRODUCTION |  |  | M60
00CYC22-E01 | Rosset box | 00CYC22 | PRODUCTION |  |  | M60
00CYC23-E01 | Rosset box | 00CYC23 | PRODUCTION |  |  | M60
00CYC24-E01 | Rosset box | 00CYC24 | PRODUCTION |  |  | M60
00CYC25-E01 | Rosset box | 00CYC25 | PRODUCTION |  |  | M60
00CYC26-E01 | Rosset box | 00CYC26 | PRODUCTION |  |  | M60
00CYC27-E01 | Rosset box | 00CYC27 | PRODUCTION |  |  | M60
00CYC28-E01 | Rosset box | 00CYC28 | PRODUCTION |  |  | M60
00CYC29-E01 | Rosset box | 00CYC29 | PRODUCTION |  |  | M60
00CYC30-E01 | Rosset box | 00CYC30 | PRODUCTION |  |  | M60
00CYC31-E01 | Rosset box | 00CYC31 | PRODUCTION |  |  | M60
00CYC32-E01 | Rosset box | 00CYC32 | PRODUCTION |  |  | M60
00CYC33-E01 | Rosset box | 00CYC33 | PRODUCTION |  |  | M60
00CYC34-E01 | Rosset box | 00CYC34 | PRODUCTION |  |  | M60
00CYC35-E01 | Rosset box | 00CYC35 | PRODUCTION |  |  | M60
00CYC36-E01 | Rosset box | 00CYC36 | PRODUCTION |  |  | M60
00CYC37-E01 | Rosset box | 00CYC37 | PRODUCTION |  |  | M60
00CYC38-E01 | Rosset box | 00CYC38 | PRODUCTION |  |  | M60
00CYC39-E01 | Rosset box | 00CYC39 | PRODUCTION |  |  | M60
00CYC40-E01 | Rosset box | 00CYC40 | PRODUCTION |  |  | M60
00CYC41-E01 | Rosset box | 00CYC41 | PRODUCTION |  |  | M60
00CYC42-E01 | Rosset box | 00CYC42 | PRODUCTION |  |  | M60
00CYC43-E01 | Rosset box | 00CYC43 | PRODUCTION |  |  | M60
00CYC44-E01 | Rosset box | 00CYC44 | PRODUCTION |  |  | M60
00CYC45-E01 | Rosset box | 00CYC45 | PRODUCTION |  |  | M60
00CYC46-E01 | Rosset box | 00CYC46 | PRODUCTION |  |  | M60
00CYC47-E01 | Rosset box | 00CYC47 | PRODUCTION |  |  | M60
00CYC48-E01 | Rosset box | 00CYC48 | PRODUCTION |  |  | M60
00CYC49-E01 | Rosset box | 00CYC49 | PRODUCTION |  |  | M60
10PAD04AA102KA | BUTTERFLY VALVE | 10PAD04AA102 | PRODUCTION |  |  | DN800 PN10
10PAD05AA102KA | BUTTERFLY VALVE | 10PAD05AA102 | PRODUCTION |  |  | DN800 PN10
10BBA01-A | Breaker Unit 1, 11 kV I/C 1 | 10BBA01 | PRODUCTION
10BBA02-A | Breaker Unit 2, 11 kV I/C 2 | 10BBA02 | PRODUCTION
10BBA03-A | Breaker Unit 3, 11 kV B/C | 10BBA03 | PRODUCTION
10BBA04-A | Breaker Unit 4, O/G to VFDT 1 | 10BBA04 | PRODUCTION
10BBA05-A | Breaker Unit 5, CW SERVICES TRFO 1 | 10BBA05 | PRODUCTION
10BBA06-A | Breaker Unit 6, UNIT SERVICES TRFO 1 | 10BBA06 | PRODUCTION
10BBA07-A | Breaker Unit 7, STATION SERVICES TRFO 1 | 10BBA07 | PRODUCTION
10BBA08-A | Breaker Unit 8, CW SERVICES TRFO 3 | 10BBA08 | PRODUCTION
10BBA09-A | Breaker Unit 9, O/G to CWT 2 | 10BBA09 | PRODUCTION
10BBA10-A | Breaker Unit 10, VFD PMCC 1 MODBUS COMM | 10BBA10 | PRODUCTION
20BBA11-A | Breaker Unit 11, VFD PMCC 2 MODBUS COMM | 20BBA11 | PRODUCTION
20BBA12-A | Breaker Unit 12, O/G to BFT 2 | 20BBA12 | PRODUCTION
20BBA13-A | Breaker Unit 13, CW SERVICES TRFO 2 | 20BBA13 | PRODUCTION
20BBA14-A | Breaker Unit 14, O/G to UST 2 | 20BBA14 | PRODUCTION
20BBA15-A | Breaker Unit 15, UNIT SERVICES TRFO 2 | 20BBA15 | PRODUCTION
20BBA16-A | Breaker Unit 16, STATION SERVICES TRFO 2 | 20BBA16 | PRODUCTION
20BBA17-A | Breaker Unit 17, O/G to Spare1 | 20BBA17 | PRODUCTION
20BBA18-A | Breaker Unit 18, O/G to Spare2 | 20BBA18 | PRODUCTION
20BBA19-A | Breaker Unit 19, 11 kV Bus PT 1 | 20BBA19 | PRODUCTION
20BBA20-A | Breaker Unit 20, 11 kV Bus PT 2 | 20BBA20 | PRODUCTION
00CYP050-E01 | Camera, Unit#2 Boiler Furnace | 00CYP050 | PRODUCTION
00EAD10HS101-F01 | Local control switch 0<-JOG FWD | 00EAD10HS101 | PRODUCTION |  |  | see dwg. STD853001
00EAD10HS102-F01 | Local control switch 0<-JOG FWD | 00EAD10HS102 | PRODUCTION |  |  | see dwg. STD853001
00EAD10HZ103-S01 | Emergency stop push button | 00EAD10HZ103 | PRODUCTION |  |  | XAL-K174G
00EAD10HZ104-S01 | Emergency stop push button | 00EAD10HZ104 | PRODUCTION
00EAD10LS107-F01 | Level Switch | 00EAD10LS107 | PRODUCTION |  |  | XS618B1MAL2, HX235-A
00EAD10LT1-002QB | Ultrasonic sensor | 00EAD10LT1-002 | PRODUCTION |  |  | UC4000-30GM-IUR2-V15
00EAD10LT2-002QB | Ultrasonic sensor | 00EAD10LT2-002 | PRODUCTION |  |  | UC4000-30GM-IUR2-V15
00EAD10SS105-F01 | Zero speed switch | 00EAD10SS105 | PRODUCTION |  |  | XSA-V11801
00EAD10SS106-F01 | Zero speed switch | 00EAD10SS106 | PRODUCTION |  |  | XSA-V11801
00EAD20HS101-F01 | Local control switch 0<-JOG FWD | 00EAD20HS101 | PRODUCTION |  |  | see dwg. STD853001
00EAD20HS102-F01 | Local control switch 0<-JOG FWD | 00EAD20HS102 | PRODUCTION |  |  | see dwg. STD853001
00EAD20HZ103-S01 | Emergency stop push button | 00EAD20HZ103 | PRODUCTION |  |  | XAL-K174G
00EAD20HZ104-S01 | Emergency stop push button | 00EAD20HZ104 | PRODUCTION |  |  | XAL-K174G
00EAD20LS107-F01 | Level Switch | 00EAD20LS107 | PRODUCTION |  |  | XS618B1MAL2, HX235-A
00EAD20LT1-002QB | Ultrasonic sensor | 00EAD20LT1-002 | PRODUCTION |  |  | UC4000-30GM-IUR2-V15
00EAD20LT2-002QB | Ultrasonic sensor | 00EAD20LT2-002 | PRODUCTION |  |  | UC4000-30GM-IUR2-V15
00EAD20SS105-F01 | Zero speed switch | 00EAD20SS105 | PRODUCTION |  |  | XSA-V11801
00EAD20SS106-F01 | Zero speed switch | 00EAD20SS106 | PRODUCTION |  |  | XSA-V11801
00EBA11HS101-F01 | Local control switch 0<-JOG FWD | 00EBA11HS101 | PRODUCTION |  |  | see dwg. STD853001
00EBA11LS103-F01 | Level Switch | 00EBA11LS103 | PRODUCTION |  |  | XS618B1MAL2, HX235-A
00EBA11SS102-F01 | Zero speed switch | 00EBA11SS102 | PRODUCTION |  |  | XSA-V11801
00EBA11XS104-F01 | Explosion Indicator | 00EBA11XS104 | PRODUCTION |  |  | VIGILEX SEC
00EBA21HS101-F01 | Local control switch 0<-JOG FWD | 00EBA21HS101 | PRODUCTION |  |  | see dwg. STD853001
00EBA21SS102-F01 | Zero speed switch | 00EBA21SS102 | PRODUCTION |  |  | XSA-V11801
00EBA21XS104-F01 | Explosion Indicator | 00EBA21XS104 | PRODUCTION |  |  | VIGILEX SEC
00EBA32ES109-F01 | Under current sensing relay | 00EBA32ES109 | PRODUCTION
00EBA32GS1-103-F01 | Belt alignment switch, left | 00EBA32GS1-103 | PRODUCTION |  |  | XCR-T115 / ES20 (ATEX 22)
00EBA32GS1-107-F01 | Belt alignment switch, left | 00EBA32GS1-107 | PRODUCTION |  |  | XCR-T115EX
00EBA32GS1-111-F01 | Flap gate to screening | 00EBA32GS1-111 | PRODUCTION |  |  | XS8C4A1MPP20
00EBA32GS2-103-F01 | Belt alignment switch, right | 00EBA32GS2-103 | PRODUCTION |  |  | XCR-T115 / ES20 (ATEX 22)
00EBA32GS2-107-F01 | Belt alignment switch, right | 00EBA32GS2-107 | PRODUCTION |  |  | XCR-T115EX
00EBA32GS2-111-F01 | Flap gate to chip belt cnv'r | 00EBA32GS2-111 | PRODUCTION |  |  | XS8C4A1MPP20
00EBA32HS101-F01 | Local control switch Rev->0<-Fwd | 00EBA32HS101 | PRODUCTION
00EBA32HS105-F01 | Local control switch 0<-JOG FWD | 00EBA32HS105 | PRODUCTION |  |  | see dwg. STD853001
00EBA32HS106-F01 | Local control switch 0<-JOG FWD | 00EBA32HS106 | PRODUCTION |  |  | see dwg. STD853001
00EBA32HS111-F01 | Local control switch Close->0<-Open | 00EBA32HS111 | PRODUCTION |  |  | see dwg. STD853003
00EBA32HSV111KA | 5/3-Way Valve | 00EBA32HSV111 | PRODUCTION
00EBA32HZ112-S01 | Emergency stop push button | 00EBA32HZ112 | PRODUCTION |  |  | XAL-K174G
00EBA32SS102-F01 | Zero speed switch | 00EBA32SS102 | PRODUCTION |  |  | XSA-V11801
00EBA32SS110-F01 | Zero speed switch | 00EBA32SS110 | PRODUCTION |  |  | XSA-V11801EX
00EBA32TE108QB | Temperature Sensor | 00EBA32TE108 | PRODUCTION
00EBA32TT108-U01 | Temperature Transmitter | 00EBA32TT108 | PRODUCTION
00EBA41GS1-110-F01 | Belt alignment switch, drive end left | 00EBA41GS1-110 | PRODUCTION |  |  | XCR-T115 / ES20
00EBA41GS2-104-F01 | Belt alignment switch, tail end right | 00EBA41GS2-104 | PRODUCTION |  |  | XCR-T115 / ES20
00EBA41GS2-105-F01 | Belt alignment switch, middle right | 00EBA41GS2-105 | PRODUCTION |  |  | XCR-T115 / ES20
00EBA41GS2-106-F01 | Belt alignment switch, middle right | 00EBA41GS2-106 | PRODUCTION |  |  | XCR-T115 / ES20
00EBA41GS2-107-F01 | Belt alignment switch, middle right | 00EBA41GS2-107 | PRODUCTION |  |  | XCR-T115 / ES20
00EBA41GS2-108-F01 | Belt alignment switch, middle right | 00EBA41GS2-108 | PRODUCTION |  |  | XCR-T115 / ES20
00EBA41GS2-109-F01 | Belt alignment switch, middle right | 00EBA41GS2-109 | PRODUCTION |  |  | XCR-T115 / ES20
00EBA41GS2-110-F01 | Belt alignment switch, drive end right | 00EBA41GS2-110 | PRODUCTION |  |  | XCR-T115 / ES20
00EBA41HS101-F01 | Local control switch 0<-JOG FWD | 00EBA41HS101 | PRODUCTION
00EBA41HZ10-102-F01 | Emergency stop pull cord switch | 00EBA41HZ10-102 | PRODUCTION |  |  | T3Z 068-22yr
00EBA41HZ1-102-F01 | Emergency stop pull cord switch | 00EBA41HZ1-102 | PRODUCTION |  |  | T3Z 068-22yr
00EBA41HZ11-102-F01 | Emergency stop pull cord switch | 00EBA41HZ11-102 | PRODUCTION |  |  | T3Z 068-22yr
00EBA41HZ12-102-F01 | Emergency stop pull cord switch | 00EBA41HZ12-102 | PRODUCTION |  |  | T3Z 068-22yr
00EBA41HZ2-102-F01 | Emergency stop pull cord switch | 00EBA41HZ2-102 | PRODUCTION |  |  | T3Z 068-22yr
00EBA41HZ3-102-F01 | Emergency stop pull cord switch | 00EBA41HZ3-102 | PRODUCTION |  |  | T3Z 068-22yr
00EBA41HZ4-102-F01 | Emergency stop pull cord switch | 00EBA41HZ4-102 | PRODUCTION |  |  | T3Z 068-22yr
00EBA41HZ5-102-F01 | Emergency stop pull cord switch | 00EBA41HZ5-102 | PRODUCTION |  |  | T3Z 068-22yr
00EBA41HZ6-102-F01 | Emergency stop pull cord switch | 00EBA41HZ6-102 | PRODUCTION |  |  | T3Z 068-22yr
00EBA41HZ7-102-F01 | Emergency stop pull cord switch | 00EBA41HZ7-102 | PRODUCTION |  |  | T3Z 068-22yr
00EBA41HZ8-102-F01 | Emergency stop pull cord switch | 00EBA41HZ8-102 | PRODUCTION |  |  | T3Z 068-22yr
00EBA41HZ9-102-F01 | Emergency stop pull cord switch | 00EBA41HZ9-102 | PRODUCTION |  |  | T3Z 068-22yr
00EBA41LS111-F01 | Level Switch | 00EBA41LS111 | PRODUCTION |  |  | XS618B1MAL2, HX235-A
00EBA41SS103-F01 | Zero speed switch | 00EBA41SS103 | PRODUCTION
00EBA42HS101-F01 | Local control switch 0<-JOG FWD | 00EBA42HS101 | PRODUCTION |  |  | see dwg. STD853001
00EBA42SS102-F01 | Zero speed switch | 00EBA42SS102 | PRODUCTION |  |  | XSA-V11801
00EBC34HS101-F01 | Local control switch Rev->0<-Fwd | 00EBC34HS101 | PRODUCTION |  |  | see dwg. STD853002
00EBC34SS102-F01 | Zero speed switch | 00EBC34SS102 | PRODUCTION |  |  | XSA-V11801
00EBC34SS103-F01 | Zero speed switch | 00EBC34SS103 | PRODUCTION |  |  | XSA-V11801
00EBD11HS101-F01 | Local control switch 0<-JOG FWD | 00EBD11HS101 | PRODUCTION |  |  | see dwg. STD853001
00EBD11XS001-F01 | Control console | 00EBD11XS001 | PRODUCTION
00EBD21HS101-F01 | Local control switch 0<-JOG FWD | 00EBD21HS101 | PRODUCTION |  |  | see dwg. STD853001
00EBD21XS001-F01 | Control console | 00EBD21XS001 | PRODUCTION |  |  | IPC DP
00EBD30HS101-F01 | Local control switch 0<-JOG FWD | 00EBD30HS101 | PRODUCTION |  |  | see dwg. STD853001
00EBD30XS001-F01 | Control console | 00EBD30XS001 | PRODUCTION |  |  | IPC DP
00EBD31GS1-111-F01 | Flap gate to screening | 00EBD31GS1-111 | PRODUCTION |  |  | XS8C4A1MPP20
00EBD31GS2-111-F01 | Flap gate to chip belt conveyor | 00EBD31GS2-111 | PRODUCTION |  |  | see dwg. STD853003
00EBD31HS101-F01 | Local control switch 0<-JOG FWD | 00EBD31HS101 | PRODUCTION |  |  | see dwg. STD853001
00EBD31HS111-F01 | Local control switch Close->0<-Open | 00EBD31HS111 | PRODUCTION
00EBD31HSV111KA | 5/3-Way Valve | 00EBD31HSV111 | PRODUCTION
00EBD31LS103-F01 | Level Switch | 00EBD31LS103 | PRODUCTION |  |  | XS618B1MAL2, HX235-A
00EBD31SS102-F01 | Zero speed switch | 00EBD31SS102 | PRODUCTION |  |  | XSA-V11801
00EBD33HS101-F01 | Local control switch 0<-JOG FWD | 00EBD33HS101 | PRODUCTION |  |  | see dwg. STD853001
00EBD33LS103-F01 | Level Switch | 00EBD33LS103 | PRODUCTION |  |  | XS618B1MAL2, HX235-A
00EBD33SS102-F01 | Zero speed switch | 00EBD33SS102 | PRODUCTION |  |  | XSA-V11801
00EBD35LS101-F01 | Level Switch | 00EBD35LS101 | PRODUCTION |  |  | 664-34009-2
00EBD35OSV111KA | 3/2-Way Valve | 00EBD35OSV111 | PRODUCTION
00EBD35OSV112KA | 3/2-Way Valve | 00EBD35OSV112 | PRODUCTION
00EBD35OSV113KA | 3/2-Way Valve | 00EBD35OSV113 | PRODUCTION
00EBD35PT002-U01 | Pressure Transducer | 00EBD35PT002 | PRODUCTION |  |  | 234-10330-4
00EBD35PT003-U01 | Pressure Transducer | 00EBD35PT003 | PRODUCTION |  |  | 234-10330-4
00EBD35XS001-F01 | Signal exchange interface | 00EBD35XS001 | PRODUCTION |  |  | LMC 2
00EBD41HS101-F01 | Local control switch 0<-JOG FWD | 00EBD41HS101 | PRODUCTION |  |  | see dwg. STD853001
00EBD41XS001-F01 | Control console | 00EBD41XS001 | PRODUCTION |  |  | IPC DP
00EBD42HS101-F01 | Local control switch 0<-JOG FWD | 00EBD42HS101 | PRODUCTION |  |  | see dwg. STD853001
00EBD42XS001-F01 | Control console | 00EBD42XS001 | PRODUCTION |  |  | IPC DP
10EBA10GS1-102-F01 | Gate open | 10EBA10GS1-102 | PRODUCTION |  |  | XS8C4A1MPP20
10EBA10GS1-104-F01 | Gate open | 10EBA10GS1-104 | PRODUCTION |  |  | XS8C4A1MPP20
10EBA10GS2-102-F01 | Gate close | 10EBA10GS2-102 | PRODUCTION |  |  | XS8C4A1MPP20
10EBA10GS2-104-F01 | Gate close | 10EBA10GS2-104 | PRODUCTION |  |  | XS8C4A1MPP20
10EBA11HS101-F01 | Local control switch 0<-JOG FWD | 10EBA11HS101 | PRODUCTION |  |  | see dwg. STD853001
10EBA11SS102-F01 | Zero speed switch | 10EBA11SS102 | PRODUCTION |  |  | XSA-V11801
10EBA12HS101-F01 | Local control switch 0<-JOG FWD | 10EBA12HS101 | PRODUCTION |  |  | see dwg. STD853001
10EBA12SS102-F01 | Zero speed switch | 10EBA12SS102 | PRODUCTION |  |  | XSA-V11801
20EBA20GS1-102-F01 | Gate open | 20EBA20GS1-102 | PRODUCTION |  |  | XS8C4A1MPP20
20EBA20GS2-102-F01 | Gate close | 20EBA20GS2-102 | PRODUCTION |  |  | XS8C4A1MPP20
20EBA21HS101-F01 | Local control switch 0<-JOG FWD | 20EBA21HS101 | PRODUCTION |  |  | see dwg. STD853001
20EBA21SS102-F01 | Zero speed switch | 20EBA21SS102 | PRODUCTION |  |  | XSA-V11801
20EBA22HS101-F01 | Local control switch Rev->0<-Fwd | 20EBA22HS101 | PRODUCTION |  |  | see dwg. STD853001
20EBA22LS103-F01 | Level Switch | 20EBA22LS103 | PRODUCTION
20EBA22SS102-F01 | Zero speed switch | 20EBA22SS102 | PRODUCTION |  |  | XSA-V11801
00GBC59CH003-S01 | Chlorine sensor | 00GBC59CH003 | PRODUCTION |  |  | SENSOR BM5415
00GBC59CH004-S01 | Chlorine sensor | 00GBC59CH004 | PRODUCTION |  |  | SENSOR BM5416
00BLP60-A | VFD TRANSFORMER-3 & VFD TRANSFORMER-4 (CJ1) | 00BLP60 | PRODUCTION
00BLP61-A | VFD TRANSFORMER-3 & VFD TRANSFORMER-4 (CJ2) | 00BLP61 | PRODUCTION
00BLP62-A | BAG FILETR TRANSFORMER-1 & BAG FILTER TRANSFORMER-2 (CJ3) | 00BLP62 | PRODUCTION
00BLP63-A | BAG FILETR TRANSFORMER-1 & BAG FILTER TRANSFORMER-2 (CJ4) | 00BLP63 | PRODUCTION
00BLP64-A | CW TRANSFORMER-1,2 & 3 (CJ5) | 00BLP64 | PRODUCTION
00BLP65-A | CW TRANSFORMER-1,2 & 3 (CJ6) | 00BLP65 | PRODUCTION
00BLP66-A | SOOT BLOWER BOILER UNIT-1 (CJ7) | 00BLP66 | PRODUCTION
00BLP67-A | SOOT BLOWER BOILER UNIT-1 (CJ8) | 00BLP67 | PRODUCTION
00BLP68-A | SOOT BLOWER BOILER UNIT-2 (CJ9) | 00BLP68 | PRODUCTION
00BLP69-A | SOOT BLOWER BOILER UNIT-2 (CJ10) | 00BLP69 | PRODUCTION
00BLP70-A | BOILER FEEDER UNIT-1 (CJ11) | 00BLP70 | PRODUCTION
00BLP71-A | BOILER FEEDER UNIT-1 (CJ12) | 00BLP71 | PRODUCTION
00BLP72-A | BOILER FEEDER UNIT-2 (CJ13) | 00BLP72 | PRODUCTION
00BLP73-A | BOILER FEEDER UNIT-2 (CJ14) | 00BLP73 | PRODUCTION
00BLP74-A | BOILER FEEDER UNIT-1 (CJ15) | 00BLP74 | PRODUCTION
00BLP75-A | BOILER FEEDER UNIT-1 (CJ16) | 00BLP75 | PRODUCTION
00BLP76-A | BOILER FEEDER UNIT-2 (CJ17) | 00BLP76 | PRODUCTION
00BLP77-A | BOILER FEEDER UNIT-2 (CJ18) | 00BLP77 | PRODUCTION
00LEP020-A | Lighting panel | 00LEP020 | PRODUCTION
00LEP021-A | Lighting panel | 00LEP021 | PRODUCTION
00LEP022-A | Lighting panel | 00LEP022 | PRODUCTION
00LEP023-A | Lighting panel | 00LEP023 | PRODUCTION
00LEP024-A | Lighting panel | 00LEP024 | PRODUCTION
00LEP025-A | Lighting panel | 00LEP025 | PRODUCTION
00LEP026-A | Lighting panel | 00LEP026 | PRODUCTION
00LEP027-A | Lighting panel | 00LEP027 | PRODUCTION
10GHC17AA701KA | Check Valve | 10GHC17AA701 | PRODUCTION |  |  | CL150 | CSASTMA216GRWCB
00EGE10KP003-M01 | Oily water transfer pump, motor | 00EGE10KP003 | PRODUCTION
00EGE10KP004-M01 | WASTE WATER TRANSFER PUMP, motor | 00EGE10KP004 | PRODUCTION |  |  | VOACH 25/130
00EGF13KP004-M01 | Waste water pump, motor | 00EGF13KP004 | PRODUCTION
10MKY40-A | EOP DC starter panel | 10MKY40 | PRODUCTION
20MKY40-A | EOP DC starter panel | 20MKY40 | PRODUCTION
10QFB10CP001-U01 | Pressure transmitter | 10QFB10CP001 | PRODUCTION
10QFB10CP002-U01 | Pressure transmitter | 10QFB10CP002 | PRODUCTION
10QFB10CP003-U01 | Pressure transmitter | 10QFB10CP003 | PRODUCTION
10LCA40CF002-U01 | Flow transmitter | 10LCA40CF002 | PRODUCTION
10PAD08CF001-U01 | Flow transmitter | 10PAD08CF001 | PRODUCTION
10MAM10CL502-F01 | Level switch | 10MAM10CL502 | PRODUCTION
10QCC10CL104-F01 | Level switch | 10QCC10CL104 | PRODUCTION
10MAV40CP101-F01 | Pressure switch | 10MAV40CP101 | PRODUCTION
10MAV40CP102-F01 | Pressure switch | 10MAV40CP102 | PRODUCTION
10MAV40CP103-F01 | Pressure switch | 10MAV40CP103 | PRODUCTION
10MAV40CP104-F01 | Pressure switch | 10MAV40CP104 | PRODUCTION
10LAE40AA005QN | Actuator | 10LAE40AA005 | PRODUCTION
10LAE45AA103QN | Actuator | 10LAE45AA103 | PRODUCTION
10LBA10AA019QN | Actuator | 10LBA10AA019 | PRODUCTION
10LBF26AA105QN | Actuator | 10LBF26AA105 | PRODUCTION
10LBF50AA101QN | Actuator | 10LBF50AA101 | PRODUCTION
10LBG10AA106QN | Actuator | 10LBG10AA106 | PRODUCTION
10LBH15AA904QN | Actuator | 10LBH15AA904 | PRODUCTION
10LCA10AA214QN | Actuator | 10LCA10AA214 | PRODUCTION
10LCA40AA602QN | Actuator | 10LCA40AA602 | PRODUCTION
10LCE35AA303QN | Actuator | 10LCE35AA303 | PRODUCTION
10LCH10AA002QN | Actuator | 10LCH10AA002 | PRODUCTION
10LCH10AA005QN | Actuator | 10LCH10AA005 | PRODUCTION
10LCJ10AA002QN | Actuator | 10LCJ10AA002 | PRODUCTION
10LCJ10AA005QN | Actuator | 10LCJ10AA005 | PRODUCTION
10QCB13CP501QP | Pressure gauge | 10QCB13CP501 | PRODUCTION
10QCB14CP501QP | Pressure gauge | 10QCB14CP501 | PRODUCTION
10QCB10CL501QP | Level gauge | 10QCB10CL501 | PRODUCTION
10MAW15AA306QN | Actuator | 10MAW15AA306 | PRODUCTION
20QFB10CP001-U | Pressure transmitter | 20QFB10CP001 | PRODUCTION
20QFB10CP002-U | Pressure transmitter | 20QFB10CP002 | PRODUCTION
20QFB10CP003-U | Pressure transmitter | 20QFB10CP003 | PRODUCTION
20LCA40CF002-U | Flow transmitter | 20LCA40CF002 | PRODUCTION
20PAD08CF001-U | Flow transmitter | 20PAD08CF001 | PRODUCTION
20MAM10CL502-F | Level switch | 20MAM10CL502 | PRODUCTION
20QCC10CL104-F | Level switch | 20QCC10CL104 | PRODUCTION
20MAV40CP101-F | Pressure switch | 20MAV40CP101 | PRODUCTION
20MAV40CP102-F | Pressure switch | 20MAV40CP102 | PRODUCTION
20MAV40CP103-F | Pressure switch | 20MAV40CP103 | PRODUCTION
20MAV40CP104-F | Pressure switch | 20MAV40CP104 | PRODUCTION
20LAE40AA005QN | Actuator | 20LAE40AA005 | PRODUCTION
20LAE45AA103QN | Actuator | 20LAE45AA103 | PRODUCTION
20LBA10AA019QN | Actuator | 20LBA10AA019 | PRODUCTION
20LBF26AA105QN | Actuator | 20LBF26AA105 | PRODUCTION
20LBF50AA101QN | Actuator | 20LBF50AA101 | PRODUCTION
20LBG10AA106QN | Actuator | 20LBG10AA106 | PRODUCTION
20LBH15AA904QN | Actuator | 20LBH15AA904 | PRODUCTION
20LCA10AA214QN | Actuator | 20LCA10AA214 | PRODUCTION
20LCA40AA602QN | Actuator | 20LCA40AA602 | PRODUCTION
20LCE35AA303QN | Actuator | 20LCE35AA303 | PRODUCTION
20LCH10AA002QN | Actuator | 20LCH10AA002 | PRODUCTION
20LCH10AA005QN | Actuator | 20LCH10AA005 | PRODUCTION
20LCJ10AA002QN | Actuator | 20LCJ10AA002 | PRODUCTION
20LCJ10AA005QN | Actuator | 20LCJ10AA005 | PRODUCTION
20QCB13CP501QP | Pressure gauge | 20QCB13CP501 | PRODUCTION
20QCB14CP501QP | Pressure gauge | 20QCB14CP501 | PRODUCTION
20QCB10CL501QP | Level gauge | 20QCB10CL501 | PRODUCTION
20MAW15AA306QN | Actuator | 20MAW15AA306 | PRODUCTION
00PBJ01AT201KT | Chiller | 00PBJ01AT201 | PRODUCTION
00GAC01CP201-F01 | Pressure switch | 00GAC01CP201 | PRODUCTION
00GBC59CP201-F01 | Pressure switch | 00GBC59CP201 | PRODUCTION |  |  | BM5987 | HIGH IMPACT PLASTIC
00GBC59CP202-F01 | Pressure switch | 00GBC59CP202 | PRODUCTION |  |  | BM5987 | HIGH IMPACT PLASTIC
20EBA11SS102-F01 | Zero speed switch | 20EBA11SS102 | PRODUCTION |  |  | XSA-V11801
20EBA12SS102-F01 | Zero speed switch | 20EBA12SS102 | PRODUCTION |  |  | XSA-V11801
00CYA66-A | Desk Mounting Station | 00CYA66 | PRODUCTION |  |  | LBD 8904
00CYA70-A | Desk Mounting Station | 00CYA70 | PRODUCTION |  |  | LBD 8904
00CYA77-A | Desk Mounting Station | 00CYA77 | PRODUCTION |  |  | LBD 8904
00CYA84-A | Desk Mounting Station | 00CYA84 | PRODUCTION |  |  | LBD 8904
00CYA65-A | Extension Amplifier for Desk Mounting Station | 00CYA65 | PRODUCTION |  |  | LBD 8924/02
00CYA69-A | Extension Amplifier for Desk Mounting Station | 00CYA69 | PRODUCTION |  |  | LBD 8924/02
00CYA76-A | Extension Amplifier for Desk Mounting Station | 00CYA76 | PRODUCTION |  |  | LBD 8924/02
00CYA83-A | Extension Amplifier for Desk Mounting Station | 00CYA83 | PRODUCTION |  |  | LBD 8924/02
00CYA50-A | Indoor/Outdoor Handset Station | 00CYA50 | PRODUCTION |  |  | LBD 8921/02
00CYA53-A | Indoor/Outdoor Handset Station | 00CYA53 | PRODUCTION |  |  | LBD 8921/02
00CYA56-A | Indoor/Outdoor Handset Station | 00CYA56 | PRODUCTION |  |  | LBD 8921/02
00CYA59-A | Indoor/Outdoor Handset Station | 00CYA59 | PRODUCTION |  |  | LBD 8921/02
00CYA62-A | Indoor/Outdoor Handset Station | 00CYA62 | PRODUCTION |  |  | LBD 8921/02
00CYA73-A | Indoor/Outdoor Handset Station | 00CYA73 | PRODUCTION |  |  | LBD 8921/02
00CYA80-A | Indoor/Outdoor Handset Station | 00CYA80 | PRODUCTION |  |  | LBD 8921/02
00CYA87-A | Indoor/Outdoor Handset Station | 00CYA87 | PRODUCTION |  |  | LBD 8921/02
00CYA51-A | Indoor Cone Type Speaker | 00CYA51 | PRODUCTION |  |  | LBD 8363MR
00CYA54-A | Indoor Cone Type Speaker | 00CYA54 | PRODUCTION |  |  | LBD 8363MR
00CYA74-A | Indoor Cone Type Speaker | 00CYA74 | PRODUCTION |  |  | LBD 8363MR
00CYA81-A | Indoor Cone Type Speaker | 00CYA81 | PRODUCTION |  |  | LBD 8363MR
00CYA57-A | Outdoor Horn Type Speaker | 00CYA57 | PRODUCTION |  |  | LBD 8347 + LBD8308M
00CYA60-A | Outdoor Horn Type Speaker | 00CYA60 | PRODUCTION |  |  | LBD 8347 + LBD8308M
00CYA63-A | Outdoor Horn Type Speaker | 00CYA63 | PRODUCTION |  |  | LBD 8347 + LBD8308M
00CYA88-A | Outdoor Horn Type Speaker | 00CYA88 | PRODUCTION |  |  | LBD 8347 + LBD8308M
00CYA67-A | Cone Type Speaker for False Ceiling | 00CYA67 | PRODUCTION
00CYA71-A | Cone Type Speaker for False Ceiling | 00CYA71 | PRODUCTION
00CYA78-A | Cone Type Speaker for False Ceiling | 00CYA78 | PRODUCTION
00CYA85-A | Cone Type Speaker for False Ceiling | 00CYA85 | PRODUCTION
00CYA43-A | Sub Distribution Frame, Junction box | 00CYA43 | PRODUCTION
00CYA46-A | Sub Distribution Frame, Junction box | 00CYA46 | PRODUCTION
00CYA49-A | Sub Distribution Frame, Junction box | 00CYA49 | PRODUCTION
00CYA52-A | Sub Distribution Frame, Junction box | 00CYA52 | PRODUCTION
00CYA55-A | Sub Distribution Frame, Junction box | 00CYA55 | PRODUCTION
00CYA58-A | Sub Distribution Frame, Junction box | 00CYA58 | PRODUCTION
00CYA61-A | Station Junction Box | 00CYA61 | PRODUCTION |  |  | 8930
00CYA64-A | Station Junction Box | 00CYA64 | PRODUCTION |  |  | 8930
00CYA68-A | Station Junction Box | 00CYA68 | PRODUCTION |  |  | 8930
00CYA72-A | Station Junction Box | 00CYA72 | PRODUCTION |  |  | 8930
00CYA75-A | Station Junction Box | 00CYA75 | PRODUCTION |  |  | 8930
00CYA79-A | Station Junction Box | 00CYA79 | PRODUCTION |  |  | 8930
00CYA82-A | Station Junction Box | 00CYA82 | PRODUCTION |  |  | 8930
00CYA86-A | Station Junction Box | 00CYA86 | PRODUCTION |  |  | 8930
00CYA89-A | Station Junction Box | 00CYA89 | PRODUCTION |  |  | 8930
00GBP59AA160KA | Ball valve | 00GBP59AA160 | PRODUCTION
00GBP59AA161KA | Ball valve | 00GBP59AA161 | PRODUCTION
00PBJ01AT205KT | Chiller | 00PBJ01AT205 | PRODUCTION
00PBJ01AP002-M01 | Chilled water pump motor-2 | 00PBJ01AP002 | PRODUCTION
00GBN59AA329KA | Ball valve | 00GBN59AA329 | PRODUCTION
00GBN59AA330KA | Ball valve | 00GBN59AA330 | PRODUCTION
00GBN59AA333KA | Ball valve | 00GBN59AA333 | PRODUCTION
00GBN59AA334KA | Ball valve | 00GBN59AA334 | PRODUCTION
00GBN59AA335KA | Ball valve | 00GBN59AA335 | PRODUCTION
00GBN59AA336KA | Ball valve | 00GBN59AA336 | PRODUCTION
00GBN59AA337KA | Ball valve | 00GBN59AA337 | PRODUCTION
00GBN59AA338KA | Ball valve | 00GBN59AA338 | PRODUCTION
00GBN59AA339KA | Ball valve | 00GBN59AA339 | PRODUCTION
00GBN59AA340KA | Ball valve | 00GBN59AA340 | PRODUCTION
00GBN59AA341KA | Ball valve | 00GBN59AA341 | PRODUCTION
00GBN59AA342KA | Ball valve | 00GBN59AA342 | PRODUCTION
00GBN59AA343KA | Ball valve | 00GBN59AA343 | PRODUCTION
00GBN59AA344KA | Ball valve | 00GBN59AA344 | PRODUCTION
00GCF59AA348KA | Butterfly valve | 00GCF59AA348 | PRODUCTION
00GCF59AA349KA | Butterfly valve | 00GCF59AA349 | PRODUCTION
00GCF59AA350KA | Butterfly valve | 00GCF59AA350 | PRODUCTION
00GCF59AA351KA | Butterfly valve | 00GCF59AA351 | PRODUCTION
00GCN59AA135KA | Ball valve | 00GCN59AA135 | PRODUCTION
00GCN59AA136KA | Ball valve | 00GCN59AA136 | PRODUCTION
00GEF59AA991KA | Solenoid valve | 00GEF59AA991 | PRODUCTION
00GEF59AA992KA | Solenoid valve | 00GEF59AA992 | PRODUCTION
00GEF59AA993KA | Solenoid valve | 00GEF59AA993 | PRODUCTION
00GEF59AA994KA | Solenoid valve | 00GEF59AA994 | PRODUCTION
00GEF59AA995KA | Solenoid valve | 00GEF59AA995 | PRODUCTION
00GEF59AA996KA | Solenoid valve | 00GEF59AA996 | PRODUCTION
00GHE59AA051KA | Float valve | 00GHE59AA051 | PRODUCTION
00PBJ01AA001KA | Butterfly valve | 00PBJ01AA001 | PRODUCTION
00PBJ01AA002KA | Butterfly valve | 00PBJ01AA002 | PRODUCTION
00PBJ01AA003KA | Butterfly valve | 00PBJ01AA003 | PRODUCTION
00PBJ01AA004KA | Ball valve | 00PBJ01AA004 | PRODUCTION
00PBJ01AA005KA | Butterfly valve | 00PBJ01AA005 | PRODUCTION
00PBJ01AA007KA | Butterfly valve | 00PBJ01AA007 | PRODUCTION
00PBJ01AA008KA | Butterfly valve | 00PBJ01AA008 | PRODUCTION
00PBJ01AA009KA | Butterfly valve | 00PBJ01AA009 | PRODUCTION
00PBJ01AA012KA | Butterfly valve | 00PBJ01AA012 | PRODUCTION
00PBJ01AA151KA | Three-way valve | 00PBJ01AA151 | PRODUCTION
00PBJ01AA201KA | Butterfly valve | 00PBJ01AA201 | PRODUCTION
00PBJ01AA202KA | Butterfly valve | 00PBJ01AA202 | PRODUCTION
00PBJ01AA203KA | Butterfly valve | 00PBJ01AA203 | PRODUCTION
00PBJ01AA207KA | Butterfly valve | 00PBJ01AA207 | PRODUCTION
00PBJ02AA001KA | Butterfly valve | 00PBJ02AA001 | PRODUCTION
00PBJ02AA002KA | Butterfly valve | 00PBJ02AA002 | PRODUCTION
00PBJ02AA003KA | Butterfly valve | 00PBJ02AA003 | PRODUCTION
00PBJ02AA004KA | Ball valve | 00PBJ02AA004 | PRODUCTION
00PBJ02AA005KA | Butterfly valve | 00PBJ02AA005 | PRODUCTION
00PBJ02AA007KA | Butterfly valve | 00PBJ02AA007 | PRODUCTION
00PBJ02AA008KA | Ball valve | 00PBJ02AA008 | PRODUCTION
00PBJ02AA009KA | Butterfly valve | 00PBJ02AA009 | PRODUCTION
00PBJ02AA151KA | Three-way valve | 00PBJ02AA151 | PRODUCTION
00PBJ02AA201KA | Butterfly valve | 00PBJ02AA201 | PRODUCTION
00PBJ02AA202KA | Butterfly valve | 00PBJ02AA202 | PRODUCTION
00PBJ02AA203KA | Butterfly valve | 00PBJ02AA203 | PRODUCTION
00PBJ02AA207KA | Ball valve | 00PBJ02AA207 | PRODUCTION
00PBJ02AA701KA | Non-return valve | 00PBJ02AA701 | PRODUCTION
00PBJ02AA702KA | Non-return valve | 00PBJ02AA702 | PRODUCTION
00PBJ03AA001KA | Butterfly valve | 00PBJ03AA001 | PRODUCTION
00PBJ03AA002KA | Butterfly valve | 00PBJ03AA002 | PRODUCTION
00PBJ03AA003KA | Butterfly valve | 00PBJ03AA003 | PRODUCTION
00PBJ03AA004KA | Ball valve | 00PBJ03AA004 | PRODUCTION
00PBJ03AA005KA | Butterfly valve | 00PBJ03AA005 | PRODUCTION
00PBJ03AA007KA | Butterfly valve | 00PBJ03AA007 | PRODUCTION
00PBJ03AA008KA | Butterfly valve | 00PBJ03AA008 | PRODUCTION
00PBJ03AA009KA | Butterfly valve | 00PBJ03AA009 | PRODUCTION
00PBJ03AA151KA | Three-way valve | 00PBJ03AA151 | PRODUCTION
00PBJ03AA201KA | Butterfly valve | 00PBJ03AA201 | PRODUCTION
00PBJ03AA202KA | Butterfly valve | 00PBJ03AA202 | PRODUCTION
00PBJ03AA203KA | Butterfly valve | 00PBJ03AA203 | PRODUCTION
00PBJ03AA207KA | Butterfly valve | 00PBJ03AA207 | PRODUCTION
00PBJ03AA701KA | Non-return valve | 00PBJ03AA701 | PRODUCTION
00PBJ03AA702KA | Non-return valve | 00PBJ03AA702 | PRODUCTION
00PBJ04AA001KA | Butterfly valve | 00PBJ04AA001 | PRODUCTION
00PBJ04AA003KA | Butterfly valve | 00PBJ04AA003 | PRODUCTION
00PBJ04AA005KA | Butterfly valve | 00PBJ04AA005 | PRODUCTION
00PBJ04AA007KA | Butterfly valve | 00PBJ04AA007 | PRODUCTION
00PBJ04AA008KA | Ball valve | 00PBJ04AA008 | PRODUCTION
00PBJ04AA009KA | Pressure reducing valve | 00PBJ04AA009 | PRODUCTION
00PBJ04AA202KA | Butterfly valve | 00PBJ04AA202 | PRODUCTION
00PBJ04AA203KA | Butterfly valve | 00PBJ04AA203 | PRODUCTION
00PBJ05AA001KA | Butterfly valve | 00PBJ05AA001 | PRODUCTION
00PBJ05AA003KA | Butterfly valve | 00PBJ05AA003 | PRODUCTION
00PBJ05AA202KA | Butterfly valve | 00PBJ05AA202 | PRODUCTION
00PBJ06AA001KA | Butterfly valve | 00PBJ06AA001 | PRODUCTION
00PBJ06AA005KA | Butterfly valve | 00PBJ06AA005 | PRODUCTION
00PBJ06AA006KA | Butterfly valve | 00PBJ06AA006 | PRODUCTION
00PBJ06AA202KA | Butterfly valve | 00PBJ06AA202 | PRODUCTION
00PBJ07AA003KA | Butterfly valve | 00PBJ07AA003 | PRODUCTION
00PBJ08AA003KA | Butterfly valve | 00PBJ08AA003 | PRODUCTION
00PBJ09AA003KA | Butterfly valve | 00PBJ09AA003 | PRODUCTION
00PBJ10AA003KA | Ball valve | 00PBJ10AA003 | PRODUCTION
00PBJ11AA003KA | Ball valve | 00PBJ11AA003 | PRODUCTION
00PBJ12AA003KA | Ball valve | 00PBJ12AA003 | PRODUCTION
00PBJ13AA003KA | Butterfly valve | 00PBJ13AA003 | PRODUCTION
00PBJ14AA003KA | Butterfly valve | 00PBJ14AA003 | PRODUCTION
00QM01AA001KA | Pressure reducing valve | 00QM01AA001 | PRODUCTION
00QM01AA002KA | Pressure reducing valve | 00QM01AA002 | PRODUCTION
00QM02AA001KA | Pressure reducing valve | 00QM02AA001 | PRODUCTION
00QM02AA002KA | Pressure reducing valve | 00QM02AA002 | PRODUCTION
00QM03AA001KA | Pressure reducing valve | 00QM03AA001 | PRODUCTION
00QM03AA002KA | Pressure reducing valve | 00QM03AA002 | PRODUCTION
00QM04AA002KA | Pressure reducing valve | 00QM04AA002 | PRODUCTION
00QM05AA002KA | Pressure reducing valve | 00QM05AA002 | PRODUCTION
00SGE11AA102KA | Non-return valve | 00SGE11AA102 | PRODUCTION
00SGF01AA104KA | Gate valve | 00SGF01AA104 | PRODUCTION
00SGF01AA105KA | Check valve | 00SGF01AA105 | PRODUCTION
00SGF01AA203KA | Angle valve | 00SGF01AA203 | PRODUCTION
00SGF01AA402KA | Solenoid valve | 00SGF01AA402 | PRODUCTION
00SGF02AA201KA | Three-way valve | 00SGF02AA201 | PRODUCTION
00SGF02AA203KA | Ball valve | 00SGF02AA203 | PRODUCTION
00SGF05AA101KA | Gate valve | 00SGF05AA101 | PRODUCTION
00SGF05AA102KA | Check valve | 00SGF05AA102 | PRODUCTION
00SGF05AA103KA | Angle valve | 00SGF05AA103 | PRODUCTION
00SGF05AA104KA | Gate valve | 00SGF05AA104 | PRODUCTION
00SGF05AA105KA | Check valve | 00SGF05AA105 | PRODUCTION
00SGF05AA201KA | Angle valve | 00SGF05AA201 | PRODUCTION
00SGF05AA202KA | Angle valve | 00SGF05AA202 | PRODUCTION
00SGF05AA203KA | Angle valve | 00SGF05AA203 | PRODUCTION
00SGF05AA301KA | Globe valve | 00SGF05AA301 | PRODUCTION
00SGF05AA302KA | Globe valve | 00SGF05AA302 | PRODUCTION
00SGF05AA401KA | Deluge valve | 00SGF05AA401 | PRODUCTION
00SGF05AA402KA | Solenoid valve | 00SGF05AA402 | PRODUCTION
00SGF22AA101KA | Gate valve | 00SGF22AA101 | PRODUCTION
00SGF22AA301KA | Globe valve | 00SGF22AA301 | PRODUCTION
10LAA10AA004KA | Overflow valve | 10LAA10AA004 | PRODUCTION
10LCE55AA002KA | Hood spray valve | 10LCE55AA002 | PRODUCTION
10PAD01AA201KA | Butterfly valve | 10PAD01AA201 | PRODUCTION
10PAD02AA201KA | Butterfly valve | 10PAD02AA201 | PRODUCTION
10PAD06AA201KA | Butterfly valve | 10PAD06AA201 | PRODUCTION
10PAD06AA202KA | Blind valve | 10PAD06AA202 | PRODUCTION
10PAD07AA201KA | Butterfly valve | 10PAD07AA201 | PRODUCTION
10PAD07AA202KA | Blind valve | 10PAD07AA202 | PRODUCTION
10QUC13AA308KA | Drain valve | 10QUC13AA308 | PRODUCTION
20PAD01AA201KA | Butterfly valve | 20PAD01AA201 | PRODUCTION
20PAD02AA201KA | Butterfly valve | 20PAD02AA201 | PRODUCTION
20PAD06AA201KA | Butterfly valve | 20PAD06AA201 | PRODUCTION
20PAD06AA202KA | Blind valve | 20PAD06AA202 | PRODUCTION
20PAD07AA201KA | Butterfly valve | 20PAD07AA201 | PRODUCTION
20PAD07AA202KA | Blind valve | 20PAD07AA202 | PRODUCTION
00PBJ02AB006KB | Chiller condenser, flexible connection | 00PBJ02AB006 | PRODUCTION
00PBJ02AB201KB | Chiller condenser, flexible connection | 00PBJ02AB201 | PRODUCTION
00PBJ02AB202KB | Chiller condenser, flexible connection | 00PBJ02AB202 | PRODUCTION
00PBJ02AB205KB | Chiller condenser, flexible connection | 00PBJ02AB205 | PRODUCTION
00PBJ03AB006KB | Chiller condenser, flexible connection | 00PBJ03AB006 | PRODUCTION
00PBJ03AB201KB | Chiller condenser, flexible connection | 00PBJ03AB201 | PRODUCTION
00PBJ03AB202KB | Chiller condenser, flexible connection | 00PBJ03AB202 | PRODUCTION
00PBJ03AB205KB | Chiller condenser, flexible connection | 00PBJ03AB205 | PRODUCTION
00PBJ01AJ201KJ | pressure indicator diesel oil forwarding screw pump outlet pressure | 00PBJ01AJ201 | PRODUCTION
00PBJ01AJ205KJ | Chiller condenser, eccentric reducer 100*80 | 00PBJ01AJ205 | PRODUCTION
00PBJ02AJ201KJ | Chiller condenser, eccentric reducer 100*80 | 00PBJ02AJ201 | PRODUCTION
00PBJ02AJ205KJ | Chiller condenser, eccentric reducer 100*80 | 00PBJ02AJ205 | PRODUCTION
00PBJ03AJ201KJ | Chiller condenser, eccentric reducer | 00PBJ03AJ201 | PRODUCTION
00PBJ03AJ205KJ | Chiller condenser, eccentric reducer | 00PBJ03AJ205 | PRODUCTION
00GBS59AM001KM | Agitator | 00GBS59AM001 | PRODUCTION
00QM05AN001KN | Humidifier | 00QM05AN001 | PRODUCTION
10PAD04AR002KA | Expansion joint | 10PAD04AR002 | PRODUCTION
10PAD05AR002KA | Expansion joint | 10PAD05AR002 | PRODUCTION
10PAD06AR002KA | Expansion joint | 10PAD06AR002 | PRODUCTION
10PAD07AR002KA | Expansion joint | 10PAD07AR002 | PRODUCTION
20PAD04AR002KA | Cooling water, Rubber expansion joint | 20PAD04AR002 | PRODUCTION
20PAD05AR002KA | Cooling water, Rubber expansion joint | 20PAD05AR002 | PRODUCTION
20PAD06AR002KA | Cooling water, Rubber expansion joint | 20PAD06AR002 | PRODUCTION
20PAD07AR002KA | Cooling water, Rubber expansion joint | 20PAD07AR002 | PRODUCTION
00PBJ02AT201KT | Chiller | 00PBJ02AT201 | PRODUCTION
00PBJ02AT205KT | Chiller | 00PBJ02AT205 | PRODUCTION
00PBJ03AT201KT | Chiller | 00PBJ03AT201 | PRODUCTION
00PBJ03AT205KT | Chiller | 00PBJ03AT205 | PRODUCTION
00SGF01AT001KT | Y-type strainer | 00SGF01AT001 | PRODUCTION
00SGF01AT002KT | Y-type strainer | 00SGF01AT002 | PRODUCTION
00SGF05AT001KT | Y-type strainer | 00SGF05AT001 | PRODUCTION
00SGF05AT002KT | Y-type strainer | 00SGF05AT002 | PRODUCTION
10MAV10AZ010MZ | Flexible hose/bellow | 10MAV10AZ010 | PRODUCTION
10MAV10AZ020MZ | Flexible hose/bellow | 10MAV10AZ020 | PRODUCTION
10MAV10AZ030MZ | Flexible hose/bellow | 10MAV10AZ030 | PRODUCTION
10MAV10AZ040MZ | Flexible hose/bellow | 10MAV10AZ040 | PRODUCTION
10MAV10BP210KA | Adjustable orifice | 10MAV10BP210 | PRODUCTION
10MAV10BP220KA | Adjustable orifice | 10MAV10BP220 | PRODUCTION
10MAV10BP230KA | Adjustable orifice | 10MAV10BP230 | PRODUCTION
10MAV10BP250KA | Adjustable orifice | 10MAV10BP250 | PRODUCTION
00GTS59BR025MR | speed controller feeding screw silo 1 | 00GTS59BR025 | PRODUCTION
00SGF05BZ001MR | Water motor gong | 00SGF05BZ001 | PRODUCTION
00SGF05CG201-F | Isolation switch | 00SGF05CG201 | PRODUCTION
00GHE59CL501QP | Level indicator | 00GHE59CL501 | PRODUCTION
00PBJ01CL003-F | Low level switch | 00PBJ01CL003 | PRODUCTION
00PBJ02CL003-F | Low level switch | 00PBJ02CL003 | PRODUCTION
00SGF02CL501QP | Level indicator | 00SGF02CL501 | PRODUCTION
10LCC10CL910QP | Level controller | 10LCC10CL910 | PRODUCTION
10QCD10CL103-F | Level switch | 10QCD10CL103 | PRODUCTION
00EGD16CP501QP | Pressure indicator | 00EGD16CP501 | PRODUCTION
00EGR08CP001QP | Pressure indicator | 00EGR08CP001 | PRODUCTION
00EGR209CP501QP | Pressure indicator | 00EGR209CP501 | PRODUCTION
00PBJ01CP501QP | Pressure indicator | 00PBJ01CP501 | PRODUCTION
00PBJ01CP503QP | Pressure indicator | 00PBJ01CP503 | PRODUCTION
00PBJ01CP505QP | Pressure indicator | 00PBJ01CP505 | PRODUCTION
00PBJ01CP506QP | Pressure indicator | 00PBJ01CP506 | PRODUCTION
00PBJ01CP508QP | Pressure indicator | 00PBJ01CP508 | PRODUCTION
00PBJ02CP501QP | Pressure indicator | 00PBJ02CP501 | PRODUCTION
00PBJ02CP503QP | Pressure indicator | 00PBJ02CP503 | PRODUCTION
00PBJ02CP505QP | Pressure indicator | 00PBJ02CP505 | PRODUCTION
00PBJ02CP506QP | Pressure indicator | 00PBJ02CP506 | PRODUCTION
00PBJ02CP508QP | Pressure indicator | 00PBJ02CP508 | PRODUCTION
00PBJ03CP501QP | Pressure indicator | 00PBJ03CP501 | PRODUCTION
00PBJ03CP503QP | Pressure indicator | 00PBJ03CP503 | PRODUCTION
00PBJ03CP505QP | Pressure indicator | 00PBJ03CP505 | PRODUCTION
00PBJ03CP506QP | Pressure indicator | 00PBJ03CP506 | PRODUCTION
00PBJ03CP508QP | Pressure indicator | 00PBJ03CP508 | PRODUCTION
00PBJ04CP502QP | Pressure indicator | 00PBJ04CP502 | PRODUCTION
00PBJ04CP504QP | Pressure indicator | 00PBJ04CP504 | PRODUCTION
00PBJ04CP505QP | Pressure indicator | 00PBJ04CP505 | PRODUCTION
00PBJ04CP507QP | Pressure indicator | 00PBJ04CP507 | PRODUCTION
00PBJ04CP508QP | Pressure indicator | 00PBJ04CP508 | PRODUCTION
00PBJ05CP502QP | Pressure indicator | 00PBJ05CP502 | PRODUCTION
00PBJ05CP504QP | Pressure indicator | 00PBJ05CP504 | PRODUCTION
00PBJ05CP505QP | Pressure indicator | 00PBJ05CP505 | PRODUCTION
00PBJ05CP507QP | Pressure indicator | 00PBJ05CP507 | PRODUCTION
00PBJ05CP508QP | Pressure indicator | 00PBJ05CP508 | PRODUCTION
00PBJ06CP502QP | Pressure indicator | 00PBJ06CP502 | PRODUCTION
00PBJ06CP504QP | Pressure indicator | 00PBJ06CP504 | PRODUCTION
00PBJ06CP505QP | Pressure indicator | 00PBJ06CP505 | PRODUCTION
00PBJ06CP507QP | Pressure indicator | 00PBJ06CP507 | PRODUCTION
00PBJ06CP508QP | Pressure indicator | 00PBJ06CP508 | PRODUCTION
00SGF04CP201-F | Pressure switch | 00SGF04CP201 | PRODUCTION
00SGF05CP201-F | Pressure switch | 00SGF05CP201 | PRODUCTION
00SGF05CP501QP | Pressure indicator | 00SGF05CP501 | PRODUCTION
00SGF05CP502QP | Pressure indicator | 00SGF05CP502 | PRODUCTION
00SGF22CP201-F | Pressure switch | 00SGF22CP201 | PRODUCTION
10LBG10CP910QP | Pressure indicator | 10LBG10CP910 | PRODUCTION
00GCF59CQ003-U | Flow transmitter | 00GCF59CQ003 | PRODUCTION
00PBJ01CT503QP | Temperature indicator | 00PBJ01CT503 | PRODUCTION
00PBJ01CT505KA | Temperature indicator | 00PBJ01CT505 | PRODUCTION
00PBJ01CT507KA | Temperature indicator | 00PBJ01CT507 | PRODUCTION
00PBJ02CT505KA | Temperature indicator | 00PBJ02CT505 | PRODUCTION
00PBJ02CT507KA | Temperature indicator | 00PBJ02CT507 | PRODUCTION
00PBJ03CT503KA | Temperature indicator | 00PBJ03CT503 | PRODUCTION
00PBJ03CT505KA | Temperature indicator | 00PBJ03CT505 | PRODUCTION
00PBJ04CT504KA | Temperature indicator | 00PBJ04CT504 | PRODUCTION
00PBJ04CT505KA | Temperature indicator | 00PBJ04CT505 | PRODUCTION
00PBJ04CT507KA | Temperature indicator | 00PBJ04CT507 | PRODUCTION
00PBJ05CT005KA | Temperature indicator | 00PBJ05CT005 | PRODUCTION
00PBJ05CT504KA | Temperature indicator | 00PBJ05CT504 | PRODUCTION
00PBJ05CT507KA | Temperature indicator | 00PBJ05CT507 | PRODUCTION
00PBJ06CT504KA | Temperature indicator | 00PBJ06CT504 | PRODUCTION
00PBJ06CT505KA | Temperature indicator | 00PBJ06CT505 | PRODUCTION
00PBJ06CT507KA | Temperature indicator | 00PBJ06CT507 | PRODUCTION
10LBA10CT910KA | Temperature controller | 10LBA10CT910 | PRODUCTION
20EBA20HS101-F | Hand switch | 20EBA20HS101 | PRODUCTION
00EBA32HV111KA | Ball valve | 00EBA32HV111 | PRODUCTION
00EBD31HV111KA | Ball valve | 00EBD31HV111 | PRODUCTION
00EBA41HZ102QB | Speed sensor | 00EBA41HZ102 | PRODUCTION
00EAD10LIC002QB | Ultrasonic level indicator | 00EAD10LIC002 | PRODUCTION
00EAD20LIC002QB | Ultrasonic level indicator | 00EAD20LIC002 | PRODUCTION
10LCA40QB602KA | Orifice | 10LCA40QB602 | PRODUCTION
00EAD10SIC001QB | Speed controller | 00EAD10SIC001 | PRODUCTION
00EAD20SIC001QB | Speed controller | 00EAD20SIC001 | PRODUCTION
00EBA11SIC001QB | Speed controller | 00EBA11SIC001 | PRODUCTION
00EBA21SIC001QB | Speed controller | 00EBA21SIC001 | PRODUCTION
00EBA32SIC001QB | Speed controller | 00EBA32SIC001 | PRODUCTION
00EBA41SIC001QB | Speed controller | 00EBA41SIC001 | PRODUCTION
00EBA42SIC001QB | Speed controller | 00EBA42SIC001 | PRODUCTION
00EBD31SIC001QB | Speed controller | 00EBD31SIC001 | PRODUCTION
00EBD31SIC002QB | Speed controller | 00EBD31SIC002 | PRODUCTION
00EBD33SIC001QB | Speed controller | 00EBD33SIC001 | PRODUCTION
10EBA11SIC001QB | Speed controller | 10EBA11SIC001 | PRODUCTION
10EBA12SIC001QB | Speed controller | 10EBA12SIC001 | PRODUCTION
20EBA21SIC001QB | Speed controller | 20EBA21SIC001 | PRODUCTION
20EBA22SIC001QB | Speed controller | 20EBA22SIC001 | PRODUCTION
00EBA32TIC108QB | Temperature controller | 00EBA32TIC108 | PRODUCTION
S10094 | Profibus Troubleshooting Toolkit Ultra Plus | S_TOOLS | TOOL | 10054
S10130 | 104-141A | S_TOOLS | TOOL | 10034
S10129 | 104-141A | S_TOOLS | TOOL | 10034
S10128 | Impact wrench 2145QiMAX IR 45624327 | S_TOOLS | TOOL | 10037
S10127 | Impact wrench 2145QiMAX IR 45624327 | S_TOOLS | TOOL | 10037
S10126 | Dräger Alcotest® 5820 | S_TOOLS | TOOL | 10036
S10125 | Dräger Alcotest® 5820 | S_TOOLS | TOOL | 10036
S10124 | Fluke 572-2 High Temp.Infrared Thermometer | S_TOOLS | TOOL | 10035
S10123 | Vital VR3L-15 | S_TOOLS | TOOL | 10033
S10122 | Vital VR3L-15 | S_TOOLS | TOOL | 10033
S10121 | Vital VR3L-15 | S_TOOLS | TOOL | 10033
S10120 | Welding mask 3M Speedglas 9100SW | S_TOOLS | TOOL | 10032
S10119 | Welding mask 3M Speedglas 9100SW | S_TOOLS | TOOL | 10032
S10118 | Welding mask 3M Speedglas 9100SW | S_TOOLS | TOOL | 10032
S10117 | Socket set 9540MB 11 pcs 1'' | S_TOOLS | TOOL | 10031
S10116 | Socket set 9540MB 11 pcs 1'' | S_TOOLS | TOOL | 10031
S10115 | Socket set 9540MB 11 pcs 1'' | S_TOOLS | TOOL | 10031
S10114 | 293-250-30 | S_TOOLS | TOOL | 10030
S10113 | 293-250-30 | S_TOOLS | TOOL | 10030
S10112 | LCC G-12 10mm/2-h/7.1T/3m/V+L | S_TOOLS | TOOL | 10029
S10111 | TMMD 100 Deep Groove Ball B. Puller | S_TOOLS | TOOL | 10028
S10110 | TMMD 100 Deep Groove Ball B. Puller | S_TOOLS | TOOL | 10028
S10109 | Digital Caliper 0-800mm x 0,01mm | S_TOOLS | TOOL | 10027
S10108 | Digital Caliper 0-800mm x 0,01mm | S_TOOLS | TOOL | 10027
S10107 | DRILL JACK HAMMER | S_TOOLS | TOOL | 10024
S10106 | DRILL JACK HAMMER | S_TOOLS | TOOL | 10024
S10105 | Impact wrench 2175MAX IR 2175MAX | S_TOOLS | TOOL | 10025
S10104 | Impact wrench 2175MAX IR 2175MAX | S_TOOLS | TOOL | 10025
S10103 | Cordess rivet gun DRV250Z Makita DRV250Z, body | S_TOOLS | TOOL | 10026
S10102 | Cordess rivet gun DRV250Z Makita DRV250Z, body | S_TOOLS | TOOL | 10026
S10101 | Ikar Tripod DB-A3 tripod | S_TOOLS | TOOL | 10023
S10100 | Ikar PLW winch 30m | S_TOOLS | TOOL | 10022
S10099 | Powered air respirator 3M Scott Proflow SC 160 Asbestos kit | S_TOOLS | TOOL | 10021
S10098 | Powered air respirator 3M Scott Proflow SC 160 Asbestos kit | S_TOOLS | TOOL | 10021
S10097 | DRILL PRESS MAGNETIC | S_TOOLS | TOOL | 10017
S10096 | CABLEX 70800236 akkutoiminen | S_TOOLS | TOOL | 10016
S10095 | CABLEX 70800236 akkutoiminen | S_TOOLS | TOOL | 10016
S10134 | EXT160 Pressure Module 0...160 BAR for MC6 | S_TOOLS | TOOL | 10060
S10133 | PGHH Hydraulic Hand Pump for MC6 | S_TOOLS | TOOL | 10058
S10132 | PGC Pressure/Vacuum Pump Kit for MC6 | S_TOOLS | TOOL | 10061
S10131 | MC6 Advanced Field Calibrator/Cmmunicator | S_TOOLS | TOOL | 10055
00GCC59AA252 | Double Acting Pneumatic Actuator Water Inlet PSF 1 | 00GCC59 | PRODUCTION
00GCC59AA252 KA | Double Acting Pneumatic Actuator Water Inlet PSF 1 | 00GCC59 | PRODUCTION
00GCN59AT001 | Regeneration Ejector for SBA | 00GCN59 | PRODUCTION
00GCN59AT003 | Regeneration Ejectors for MB Acid | 00GCN59 | PRODUCTION
00GCN59AT004 | Regeneration Ejectors for MB Caustic | 00GCN59 | PRODUCTION
00GCC59AA259 | Double Acting Pneumatic Actuator Water Inlet PSF 2 | 00GCC59 | PRODUCTION
00GCC59AA256 | Double Acting Pneumatic Actuator Air Inlet PSF 1 | 00GCC59 | PRODUCTION
00GCC59AA263 | Double Acting Pneumatic Actuator Air Inlet PSF 2 | 00GCC59 | PRODUCTION
H10161 | Strainers | 00UR | PRODUCTION
10LCN23AP001 | Condensate Extraction Pump 3-Motor | 10LCN | PRODUCTION
10LCN23AP001-M01 | Condensate Extraction Pump 3-Motor | 10LCN | PRODUCTION
H10176 | CTC MH128-1AMultipurpose 2 Rail Magnet Mounting Base, (AMS 2140 Accessory) | S_TOOLS | TOOL | 10053
H10175 | CTC MH122-1A Flat Surface Magnet Mounting Base( AMS 2140 Accessory) | S_TOOLS | TOOL | 10052
H10174 | ( CTC AC102-1A Multipurpose Accelerometer (AMS 2140 Accessory) | S_TOOLS | TOOL | 10048
H10173 | Emerson AMS 2140 Machinery Vibration Analyzer 4 Channels | S_TOOLS | TOOL | 10046
20MAV10BP210 | Adjustable orifice | 20MAV10BP210 | PRODUCTION
00CRR20GH001-A01 | Fortum server cabinet | 00CRR20GH001 | PRODUCTION
00CRR21GH001-A01 | Fortum network cabinet | 00CRR21GH001 | PRODUCTION
00CRR22GH001-A01 | Fortum network cabinet | 00CRR22GH001 | PRODUCTION
00CRR23GH001-A01 | Fortum network cabinet | 00CRR23GH001 | PRODUCTION
00CRR24GH001-A01 | Fortum network cabinet | 00CRR24GH001 | PRODUCTION
00CRR30GH001-A01 | Fortum backup server cabinet | 00CRR30GH001 | PRODUCTION
10HYB10GH002-A01 | Boiler 10HYB10GH002 Cabinet FRONT | 10HYB10GH002 | PRODUCTION
20HYB10GH002-A01 | Boiler 20HYB10GH002 Cabinet FRONT | 20HYB10GH002 | PRODUCTION
10HYB10GH003-A01 | Boiler 10HYB10GH003 Marshalling cabinet REAR | 10HYB10GH003 | PRODUCTION
20HYB10GH003-A01 | Boiler 20HYB10GH003 Marshalling cabinet REAR | 20HYB10GH003 | PRODUCTION
00SGA02AA001KZ | Fire hose box, gate valve, CWST Pump | 00SGA02AA001 | PRODUCTION
00SGA02AA002KZ | Fire hose box, gate valve, ETP & STP | 00SGA02AA002 | PRODUCTION
00SGA02AA003KZ | Fire hose box, gate valve, STG Building | 00SGA02AA003 | PRODUCTION
00SGA02AA004KZ | Fire hose box, gate valve, Boiler #2 | 00SGA02AA004 | PRODUCTION
00SGA02AA006KZ | Fire hose box, gate valve, Store Building | 00SGA02AA006 | PRODUCTION
00SGA02AA007KZ | Fire hose box, gate valve, LDO | 00SGA02AA007 | PRODUCTION
00SGA02AA008KZ | Fire hose box, gate valve, Workshop | 00SGA02AA008 | PRODUCTION
00SGA02AA009KZ | Fire hose box, gate valve, Chimney #2 | 00SGA02AA009 | PRODUCTION
00SGA02AA010KZ | Fire hose box, gate valve, Belt Conveyor Leg #2 | 00SGA02AA010 | PRODUCTION
00SGA02AA011KZ | Fire hose box, gate valve, PHP Shed #1 | 00SGA02AA011 | PRODUCTION
00SGA02AA012KZ | Fire hose box, gate valve, PHP Shed #1 | 00SGA02AA012 | PRODUCTION
00SGA03AA001KA | Internal hydrant, globe valve, DN80 | 00SGA03AA001 | PRODUCTION
00SGA03AA001KZ | Internal hydrant, hose box | 00SGA03AA001 | PRODUCTION
00SGA02AA015KZ | Fire hose box, gate valve, PHP Shed #2 | 00SGA02AA015 | PRODUCTION
00SGA02AA016KZ | Fire hose box, gate valve, PHP MCC | 00SGA02AA016 | PRODUCTION
00SGA03AA002KA | Internal hydrant, globe valve, DN80 | 00SGA03AA002 | PRODUCTION
00SGA02AA018KZ | Fire hose box, gate valve, PHP Shed #2 | 00SGA02AA018 | PRODUCTION
00SGA02AA019KZ | Fire hose box, gate valve, Belt Conveyor | 00SGA02AA019 | PRODUCTION
00SGA02AA020KZ | Fire hose box, gate valve, Belt Conveyor Leg #4 | 00SGA02AA020 | PRODUCTION
00SGA02AA022KZ | Fire hose box, gate valve, Boiler #1 | 00SGA02AA022 | PRODUCTION
00SGA02AA023KZ | Fire hose box, gate valve, Transformer Yard | 00SGA02AA023 | PRODUCTION
00SGA02AA024KZ | Fire hose box, gate valve, Transformer Yard | 00SGA02AA024 | PRODUCTION
00SGA02AA025KZ | Fire hose box, gate valve, Cooling water MCC | 00SGA02AA025 | PRODUCTION
00SGA02AA026KZ | Fire hose box, gate valve, Chemical Building | 00SGA02AA026 | PRODUCTION
00SGA02AA027KZ | Fire hose box, gate valve, PHP Crusher House | 00SGA02AA027 | PRODUCTION
00SGA03AA002KZ | Internal hydrant, hose box | 00SGA03AA002 | PRODUCTION
00SGA03AA003KA | Internal hydrant, globe valve, DN80 | 00SGA03AA003 | PRODUCTION
00SGA03AA003KZ | Internal hydrant, hose box | 00SGA03AA003 | PRODUCTION
00SGA03AA004KA | Internal hydrant, globe valve, DN80 | 00SGA03AA004 | PRODUCTION
00SGA03AA004KZ | Internal hydrant, hose box | 00SGA03AA004 | PRODUCTION
00SGA03AA005KA | Internal hydrant, globe valve, DN80 | 00SGA03AA005 | PRODUCTION
00SGA03AA005KZ | Internal hydrant, hose box | 00SGA03AA005 | PRODUCTION
00SGA03AA006KA | Internal hydrant, globe valve, DN80 | 00SGA03AA006 | PRODUCTION
00SGA03AA006KZ | Internal hydrant, hose box | 00SGA03AA006 | PRODUCTION
00SGA03AA007KA | Internal hydrant, globe valve, DN80 | 00SGA03AA007 | PRODUCTION
00SGA03AA007KZ | Internal hydrant, hose box | 00SGA03AA007 | PRODUCTION
00SGA03AA008KA | Internal hydrant, globe valve, DN80 | 00SGA03AA008 | PRODUCTION
00SGA03AA011KA | Internal hydrant, globe valve, DN80 | 00SGA03AA011 | PRODUCTION
00SGA03AA011KZ | Internal hydrant, hose box | 00SGA03AA011 | PRODUCTION
00SGA03AA012KA | Internal hydrant, globe valve, DN80 | 00SGA03AA012 | PRODUCTION
00SGA03AA012KZ | Internal hydrant, hose box | 00SGA03AA012 | PRODUCTION
00SGA03AA013KA | Internal hydrant, globe valve, DN80 | 00SGA03AA013 | PRODUCTION
00SGA03AA013KZ | Internal hydrant, hose box | 00SGA03AA013 | PRODUCTION
00SGA03AA014KA | Internal hydrant, globe valve, DN80 | 00SGA03AA014 | PRODUCTION
00SGA03AA014KZ | Internal hydrant, hose box | 00SGA03AA014 | PRODUCTION
00SGA03AA015KA | Internal hydrant, globe valve, DN80 | 00SGA03AA015 | PRODUCTION
00SGA03AA015KZ | Internal hydrant, hose box | 00SGA03AA015 | PRODUCTION
00SGA03AA016KA | Internal hydrant, globe valve, DN80 | 00SGA03AA016 | PRODUCTION
00SGA03AA016KZ | Internal hydrant, hose box | 00SGA03AA016 | PRODUCTION
00SGA03AA017KA | Internal hydrant, globe valve, DN80 | 00SGA03AA017 | PRODUCTION
00SGA03AA017KZ | Internal hydrant, hose box | 00SGA03AA017 | PRODUCTION
00SGA03AA018KA | Internal hydrant, globe valve, DN80 | 00SGA03AA018 | PRODUCTION
00SGA03AA018KZ | Internal hydrant, hose box | 00SGA03AA018 | PRODUCTION
00SGA03AA019KA | Internal hydrant, globe valve, DN80 | 00SGA03AA019 | PRODUCTION
00SGA03AA019KZ | Internal hydrant, hose box | 00SGA03AA019 | PRODUCTION
00SGA03AA020KA | Internal hydrant, globe valve, DN80 | 00SGA03AA020 | PRODUCTION
00SGA03AA020KZ | Internal hydrant, hose box | 00SGA03AA020 | PRODUCTION
00SGA03AA021KA | Internal hydrant, globe valve, DN80 | 00SGA03AA021 | PRODUCTION
00SGA03AA021KZ | Internal hydrant, hose box | 00SGA03AA021 | PRODUCTION
00SGA03AA022KA | Internal hydrant, globe valve, DN80 | 00SGA03AA022 | PRODUCTION
00SGA03AA022KZ | Internal hydrant, hose box | 00SGA03AA022 | PRODUCTION
00SGA03AA023KA | Internal hydrant, globe valve, DN80 | 00SGA03AA023 | PRODUCTION
00SGA03AA023KZ | Internal hydrant, hose box | 00SGA03AA023 | PRODUCTION
00SGA03AA024KZ | Internal hydrant, hose box | 00SGA03AA024 | PRODUCTION
00SGA03AA024KA | Internal hydrant, globe valve, DN80 | 00SGA03AA024 | PRODUCTION
H10014 | DCP Fire Extinguisher (6kgs) | 10BFT31 | TOOL | 10041 | HQ-P06031
H10030 | DCP Fire Extinguisher (9kgs) | 00UBF | TOOL | 10045 | HQ-P09001
H10047 | Trolley DCP Fire Extinguisher (25kgs) | 20BAT10 | TOOL | 10042 | HQ-P25005
H10085 | CO2 Fire Extinguisher (5kgs) | 00UMA00R01 | TOOL | 10039 | HQ-C05001
H10086 | AFFF Fire Extinguisher (9l) | 00UMA00R02 | TOOL | 10040 | HQ-F09002
H10087 | DCP Fire Extinguisher (6kgs) | 00UMA00R02 | TOOL | 10041 | HQ-P06006
H10088 | DCP Fire Extinguisher (6kgs) | 10HJA | TOOL | 10041
H10089 | DCP Fire Extinguisher (6kgs) | 20HJA | TOOL | 10041
H10090 | DCP Fire Extinguisher (6kgs) | 00UGA03 | TOOL | 10041
H10091 | AFFF Fire Extinguisher (9l) | 00UEB00R02 | TOOL | 10040 | HQ-F09008
H10092 | AFFF Fire Extinguisher (9l) | 00UEB00R01 | TOOL | 10040 | HQ-F09015
H10093 | AFFF Fire Extinguisher (9l) | 00UEB00R02 | TOOL | 10040 | HQ-F09007
H10094 | AFFF Fire Extinguisher (9l) | 00UEB00R01 | TOOL | 10040 | HQ-F09014
H10095 | AFFF Fire Extinguisher (9l) | 00UEB00R02 | TOOL | 10040 | HQ-F09010
H10096 | AFFF Fire Extinguisher (9l) | 00UEB00R01 | TOOL | 10040 | HQ-F09013
H10097 | AFFF Fire Extinguisher (9l) | 00UEB00R01 | TOOL | 10040 | HQ-F09012
H10098 | AFFF Fire Extinguisher (9l) | 00UEB00R02 | TOOL | 10040 | HQ-F09006
H10099 | AFFF Fire Extinguisher (9l) | 00UEB00R01 | TOOL | 10040 | HQ-F09011
H10100 | AFFF Fire Extinguisher (9l) | 00UEB00R02 | TOOL | 10040 | HQ-F09005
H10101 | DCP Fire Extinguisher (6kgs) | HQPP | TOOL | 10041 | HQ-P06004
H10102 | DCP Fire Extinguisher (6kgs) | 20PCB07 | TOOL | 10041 | HQ-P06026
H10103 | DCP Fire Extinguisher (6kgs) | HQPP | TOOL | 10041 | HQ-P06005
H10104 | DCP Fire Extinguisher (6kgs) | 10PCB07 | TOOL | 10041 | HQ-P06027
H10105 | DCP Fire Extinguisher (6kgs) | HQPP | TOOL | 10041 | HQ-P06041
H10188 | Trolley DCP Fire Extinguisher (25kgs) | 00UBF | TOOL
H10193 | DCP Fire Extinguisher (6kgs) | HQPP | TOOL
H10194 | DCP Fire Extinguisher (6kgs) | HQPP | TOOL
H10196 |  | 00GC | TOOL
H10197 | Unit-1, DMCW pump motor-1 | 10PGA39AP101-M01 | PRODUCTION |  |  | M2BAX 160MLC 2
H10199 | DCP Fire Extinguisher (6kgs) | HQPP | TOOL
H10202 | Air Washer Circulating pump-1 Motor | 00QM01AP001 | PRODUCTION
00PBJ01AP001-M01 | Chilled Water Pump Motor no.1 | 00PBJ01AP001 | PRODUCTION
00PBJ01AP003-M01 | Chilled water pump motor no.3 | 00PBJ01AP003 | PRODUCTION
H10263 | 690V PMCC-1 Incomer (IC-2) Breaker. | 00BFA10 | PRODUCTION
H10265 | 690V PMCC-1 Incomer-1 Delta Breaker. | 00BFA10 | PRODUCTION